## Disclaimer-ChangeLog
UDI - GDSN Mapping
Confidentiality Notice
This file contains confidential and proprietary information from several participating GS1 member organizations (“Confidential Information”) and is provided solely for the contractually agreed use within the context of the GS1 UDI Connector and its required attribute and code list mappings. The recipient agrees to treat the information contained herein as strictly confidential and to use it exclusively for this purpose. In particular, it is prohibited to make the file or any part thereof available to third parties, to reproduce it, or to otherwise exploit it without the prior written consent of GS1 Switzerland. Any unauthorized use or disclosure may result in civil and criminal liability.
Regulatory Disclaimer
GS1 provides participants with non-binding guidance aimed at applying GS1 standards. Each participating company is responsible for determining how such guidance is applied within its own organisation. GS1 is a neutral organisation providing voluntary recommendations. Participants remain independent entities and are free to define and follow their own procedures. GS1 employees have no authority to act on behalf of regulatory agencies, to interpret legal provisions in a legally binding manner, or to grant exemptions or approvals. The information contained in this documentation has been developed and compiled by GS1 to the best of its knowledge. GS1 makes no representations or warranties, express or implied, regarding the completeness, accuracy or suitability of this information for any particular purpose. To the extent permitted by applicable law, GS1 shall be liable only for damages caused by wilful misconduct or gross negligence. Liability for slight negligence is excluded, except where mandatory law provides otherwise. Each participating company is solely responsible for ensuring compliance with all applicable legal and regulatory requirements. Any services provided by a local Member Organisation of GS1 shall be governed exclusively by the applicable general terms and conditions of the respective local Member Organisation, in their then-current version, as made available by such organisation (e.g. on its website or upon request).
Version | Issue | Change Description | Date | Owner
1.0 | Initial | EUDAMED/swissdamed: Initial creation including attribute and codelist mapping | 16. Dezember 2025 | Maik Sippl
1.1 | Update | EUDAMED: - added Clinical size characteristics code, Discontinued date time - help text refinements for several attributes swissdamed: - added Legal manufacturer CHRN, Authorised representative CHRN, CHRN of the person who assembles systems or procedure packs - set FLD-UDID-15 Authorised Representative SRN to "No" | 28. April 2026 | Maik Sippl

## ReadMe
EUDAMED UDI to GDSN Mapping
Tab Name | Header | Definition
EUDAMED_swissdamed_Attributes | Scope | Attribute scope equal to 'Yes', 'No' or 'auto-populated'
EUDAMED_swissdamed_Attributes | Remark | Attribute scope detail explainations
EUDAMED_swissdamed_Attributes | Field ID | Unique ID for the label (technical field. assigned by the BA) | EUDAMED Requirements
EUDAMED_swissdamed_Attributes | Field Label | Field label in EN language as it appears at the GUI. NOTE: each field label needs to be recordet in the label log
EUDAMED_swissdamed_Attributes | Entity Name | Entity model class name
EUDAMED_swissdamed_Attributes | Field Description/Notes | Field description in EN language. Field related notes.
EUDAMED_swissdamed_Attributes | ENUM Reference Code | Reference code to the enum list used by the field
EUDAMED_swissdamed_Attributes | Field Type | Description of the type of the field. The field type can be a technical field type or can be of a reference to another Entity. Type of technical fields used : String (list of characters) , Date , Boolean (True or False), Enum (enumeration - list of values. The code of the exact enumeration where the values are available is described in the 'ENUM Reference Code' field), Integer (Integer numeric field), Decimal (Numeric field with comma separated values), etc.; Type of field - Entity : When the field type is a reference to another Entity it means that in fact the current field is expressing a relationship of the current Entity to the referenced Entity. We also say that the current field is "of type" of the referenced Entity (having in fact all the attributes of this refered entity). Expressing the link between the different entities is important in order to express the multiplicity (how many entities of a type can relate to another one) Note: When the Entity referenced in the Field Type column is described in the same Sheet of the Data Dictionary, no additional remarks are added. If the Entity referenced is in another Tab of the same Data Dictionary - the corresponding sheet is mentiond together with the Entity in the Field Type column (for example : Containeditem [DD Container Pack]) If the Entity referenced is in ANOTHER Data Dictionary (example Actor) - the corresponding Module the sheet from the Data Dictionary corresponding to that Module is mentiond together with the Entity in the Field Type column (for example : VersionData [Actor - EUDAMED Common Entities]) Example of a reference to another entity: Figure 1 presents the entity Person containing the field personContactDetails which is "of type" (references the entity) ContactDetails. This means that the Person (entity) is related to the ContactDetails (entity) (same relationship explicitly presented in Figure 2). The number of Contact Details a Person can have (a person can have 0 or many Contact Details) is expressed in the field 'Occurence'. Example of representation inside Data Dictionary (figure 3) FLD-UDID-50 Clinical Investigations (from Basic UDI-DI entuty) is of type Clink (Clinical Investigation link entity). It reflects how many Clinical Investigations entities can be associated to the Basic UDI (0 or many in this case). If a Clinical Investigation is provided for the Basic UDI- then the occurence of this field is 1 (if several are porvided, the occurence is equivalent with the number provided). FLD-UDID-51 and 300 are part of the entity Clink- their multiplicity (occurence) being applicable within that entity (in our case - if a Clinica Invetigation is provided - then the multiplicity of this fields apply)
EUDAMED_swissdamed_Attributes | Field Size | XXS : 50 characters; XS : 120 characters; S : 255 characters; M : 500 characters; L : 2000 characters; XL : clob; SRN : 15 characters; Number (10); Decimal : Numeric- comma separated values; Table short names: VARCHAR 2 (3 CHAR); Audit fields : VARCHAR2 (30 CHAR)
EUDAMED_swissdamed_Attributes | Multilingual Flag | Can the user provide multiple translations for this field (if blank means No)
EUDAMED_swissdamed_Attributes | Occurrence | How many times does this field exists. Identifies if the field/ attribute is Mandatory(Required), Optional or Conditional and how many times does this field exists. If occurrence is 0..1 - field is Optional or can apperar only once for the current entity; If occurrence is 0..n - field is Optional or can apperar several times for the current entity; If occurrence is 1 ..n ( any number > 1 ) - field is Mandatory(/Required) and is present as in the mentioned number of times (n) for the current entity. Notes : 1. In order to determine if a field is Mandatory (Required) or not, the Applicable Legislation needs to be taken into account (there are fields Required for specific Applicable legislations, e.g, Implantable;) 2. If a generic value is provided in the Occuence field (e.g., 1..n) , it means that the attribute can be provided serveral times for the entity without having a specific limit. As an example Device Nomenclature Code (FLD-UDID-149 - UDI/Device Module) has an Occurence of 1..n in regards to the UDI-DI entity. This means that several Device Nomenclature codes can be provided for a UDI-DI, without mentioning a specific limit. When specific conditions apply for a certain field (field is required in certain conditions) , these are presented in the Occurence column (e.g., Required only for Directive Certificate).
EUDAMED_swissdamed_Attributes | Searchable | if the field will be used in the search (if blank means No)
EUDAMED_swissdamed_Attributes | GDPR Flag | if the information stored in this field is considered personal data in compliance with PDPR (if blank means No)
EUDAMED_swissdamed_Attributes | Public Access Flag | if the information from this field will be available into the MDR Eudamed public site (if blank means No)
EUDAMED_swissdamed_Attributes | Business Rules | Reference code to the business rules related to the field
EUDAMED_swissdamed_Attributes | Updateable | mentions if the field is updateble (Editable) when creating a normal update of the entity (standard version) (if blank means No)
EUDAMED_swissdamed_Attributes | MDR (MDD/AIMDD) | referance to the legal bases for the field when 'required in legislation' flag is 'Yes' (if blank means No)
EUDAMED_swissdamed_Attributes | IVDR (IVDD) | referance to the legal bases for the field when 'required in legislation' flag is 'Yes' (if blank means No)
EUDAMED_swissdamed_Attributes | DTX Entity Name | Data Exchange Entity name
EUDAMED_swissdamed_Attributes | DTX XSD Element Name | Data Exchange XSD Element / Entity Attribute
EUDAMED_swissdamed_Attributes | MDR Status | Attribute status M (Mandatory), CM (Conditionally Mandatory) or O (Optional) under legislation type MDR
EUDAMED_swissdamed_Attributes | SPP Status | Attribute status M (Mandatory), CM (Conditionally Mandatory) or O (Optional) under legislation type MDR (System/ Prodecure Pack)
EUDAMED_swissdamed_Attributes | IVDR Status | Attribute status M (Mandatory), CM (Conditionally Mandatory) or O (Optional) under legislation type IVDR
EUDAMED_swissdamed_Attributes | MDD/ AIMDD Status | Attribute status M (Mandatory), CM (Conditionally Mandatory) or O (Optional) under legislation type MDD / AIMDD
EUDAMED_swissdamed_Attributes | IVDD Status | Attribute status M (Mandatory), CM (Conditionally Mandatory) or O (Optional) under legislation type IVDD
EUDAMED_swissdamed_Attributes | swissdamed Overlap with EUDAMED? | Is the attribute covered in swissamded as well?
EUDAMED_swissdamed_Attributes | Module | This is the name of the GS1 GDSN module in which this attribute resides. | GDSN Mapping
EUDAMED_swissdamed_Attributes | Class | This is the name of the GS1 GDSN class in which this attribute resides.
EUDAMED_swissdamed_Attributes | Attribute / Role | This is the XML name of the attribute in the GS1 GDSN schema (Tag name).
EUDAMED_swissdamed_Attributes | Attribute Name | English name for each data attribute.
EUDAMED_swissdamed_Attributes | Attribute Help Text | Definition of the attribute to assist users with understanding the attribute. Including some rules regarding the allowed contents of the data attribute in English. This will appear in the help text.
EUDAMED_swissdamed_Attributes | Example Value | Example of a good data attribute value. These values (code list values, formats) apply to M2M and depend on data pool settings.
EUDAMED_swissdamed_Attributes | Data Type | The type of content to be provided in the attribute: Integer, Date Time, String.
EUDAMED_swissdamed_Attributes | Data Type Length | Length of the content which can be provided in the attribute.
EUDAMED_swissdamed_Attributes | Multiplicity | Does the attribute need the ability to have more than 1 Language, Measurement or Currency?
EUDAMED_swissdamed_Attributes | Enable Language / Measurement / Currency | Does the attribute need to be able to be used to express more than 1 value to the trading partner?
EUDAMED_swissdamed_Attributes | Multiple Values | Can the attribute repeat?
EUDAMED_swissdamed_Attributes | Associated Code List | Code List which is associated with this attribute.
EUDAMED_swissdamed_Attributes | BMS ID | This is a unique ID number assigned by GDSN for the attribute - the Business Message Standard ID (BMS ID).
EUDAMED_swissdamed_Attributes | Related BMS ID | This is a unique ID number assigned by GDSN for the related attribute - the Business Message Standard ID (BMS ID).
EUDAMED_swissdamed_Attributes | TC ID | This is a unique ID number assigned by Trade Connectors (data pool provider) for the attribute.
EUDAMED_swissdamed_Attributes | Related TC ID | This is a unique ID number assigned by Trade Connectors (data pool provider) for the related attribute.
EUDAMED_swissdamed_Attributes | Mapping Rule | Indicates specific codes or values to be used with this attribute.
Tab Name | Header | Definition
UDID_CodeLists | Attribute Name | The GDSN Attribute name mapped for this code list. | GDSN Mapping
UDID_CodeLists | Code List | Name of the GDSN Code List.
UDID_CodeLists | Code Value | Code Value which will be used in the xml and API messages which are published and received.
UDID_CodeLists | Code Name | Name of the Code Value.
UDID_CodeLists | Code Definition | Definition of the code value.
UDID_CodeLists | Usage Note | Additional information regarding how the GDSN code is used in relation to the EUDAMED field, or indication that the code is still eing reviewed for inclusion in the GDSN code list.
UDID_CodeLists | Field Label | Entity model class name. (technical field - use naming convention as per class name in entity model) | EUDAMED Rewquirements
UDID_CodeLists | Field ID | Unique ID for the label. (technical field - assigned by the BA)
UDID_CodeLists | ENUM Reference Code | Reference code to the enum list used by the field. This is the List Name.
UDID_CodeLists | Code | A code to signify a listed value.
UDID_CodeLists | Code Definition | A definition or human readable name of the code.
UDID_CodeLists | swissdamed Overlap with EUDAMED? | Is the code covered in swissamded as well?
UDID_CodeLists | Change Type | Change note of an upcoming release (Add, Delete, Update)
UDID_CodeLists | Change Detail | Change note detail
Figure 3

## EUDAMED_swissdamed_Attributes
|  | EUDAMED UDI v2.27 | [13 empty] | https://webgate.ec.europa.eu/eudamed-help/en/documentation/technical-documentation.html | [12 empty] | swissdamed v2.0 | GDSN v3.1.35 Mapping | [15 empty] | Manufacturer's Analysis (sample)
|  | Source: UDI Devices - data dictionary_PGR-3.27.0_PROD-2.27.0 | [13 empty] | Applicable for | [6 empty] | <<--- Unhide additional properties | Status depends on device type (MDR, IVDR, SPP, MDD/AIMDD, IVDD) |  |  |  |  | Source: BW630_40_001e_PU_swissdamed_UDI_Data_Dictionary_3.0 | [12 empty] | <<--- Unhide additional properties |  |  | --->> Unhide technical metadata
Scope | Scope Remark | Field ID | Field Label | Entity Name | Field Description / Notes | ENUM Reference Code | Data Type | Field Size | Multilingual Flag | Occurence | Searchable | GDPR Flag | Public Access Flag | Business Rules | Updateable | MD | IVD | DTX Entity | XSD Element Name | Legacy Device | BUDI | UDI | 0 | MDR Status | SPP Status | IVDR Status | MDD/ AIMDD Status | IVDD Status | Overlap with EUDAMED? | Module | Class | Attribute | Attribute Name (EN) | Attribute Help Text | Example Value | Data Type | Data Type Length | Multiplicity | Enable Language / Measurement / Currency | Multiple Values | Associated Code List | BMS ID | Related BMS ID | TC ID | Related TC ID | Applicable? | Sample Value | Attribute name in ERP / PIM | Remark
No | Headline | Basic-UDI / EUDI Attributes | [13 empty] | Y | Y |  |  | Y | Y |  |  | x | x | x | x | x | - | Basic-UDI Attributes |  |  | Global model information | Group of attributes which provide information related to the Global Model Number (GMN). | For all items with tradeItemUnitDescriptorCode = "BASE_UNIT_OR_EACH" | [6 empty] | 6391 |  | 4766
Yes |  | FLD-UDID-14 | Basic UDI- DI code | BasicUDIData | Device Identifier code/value (DI Code). Together with the Issuing Entity creates the uniqness of the element to which they are assigned (Basic UDI-DI , UDI-DI, etc.) The Basic UDI-DI is the primary identifier of a device model.It is the main key for records in the UDI database and is referenced in relevant certificates and EU declarations of conformity |  | String | XS |  | 1 | Y |  | Y | BR-UDID-003 |  | Y | Y | DIIdentififierType | DICode |  | Y |  |  | M | M | M | - | - | Yes | TradeItemCore | GlobalModelInformation | globalModelNumber | Global Model Number (GMN) | Indicate the GS1 Global Model Number (GMN), which is the GS1 identification key used to identify a product model or product family based on attributes common to the model or family, as defined by industry or regulation. Once assigned to a specific product model or product family, this GS1 identification key SHALL NOT be reissued to another. The GMN SHALL NOT be used to identify a trade item. EUDAMED, swissdamed: Indicate the GMN for the Basic UDI-DI Code under regulatory act MDR or IVDR. | 7612345GOLDENtest19JG | string | 1..30 | 1..1 | No | No |  | 6399 |  | 4767 |  | Yes | 7612345GOLDENtest19JG | fmn
Auto-populated | Default "GS1" based on GMN | FLD-UDID-01 | Issuing Entity Basic UDI-DI | BasicUDIData | Assigned Issuing Entities that will generate the DI Codes allocated for all DI`s inside Eudamed (Basic UDI DI, UDI-DI, Unit of Use DI, Secondary Di , Package level DI). The Commission shall designate one or several entities to operate a system for assignment of UDIs ('issuing entity') | ENUM_MDR_IssuingEntity | Enum |  |  | 1 |  |  | Y |  |  | Y | Y | DIIdentififierType | issuingEntityCode |  | Y |  |  | M | M | M | - | - | Yes |  |  |  |  | (default "GS1" based on GMN) | [7 empty] | N/A |  | N/A
Auto-populated | Derived from GTIN | FLD-UDID-42 | EUDAMED DI code | EUDIData | The EUDAMED DI is the primary identifier of a device model for a Legacy Device. EUDAMED DI can be provided by the Manufacturer based on previously defined algorithm or can be automatically generated based on the UDI-DI if this is provided for the current Legacy Device. |  | String | XS |  | 1 | Y |  | Y | BR-UDID-003 BR-UDID-640 BR-UDID-641 BR-UDID-642 |  | Y | Y | DIIdentififierType | DICode | Y | Y |  |  | - | - | - | M | M | Yes |  |  |  |  | (auto-generated as "[B-]GTIN" based on existing GTIN) | [7 empty] | N/A |  | N/A
Auto-populated | Default "EUDAMED" depending on [B-] + GTIN | FLD-UDID-295 | Issuing Entity for EUDAMED DI | EUDIData | Assigned Issuing Entities that will generate the DI Codes allocated for all DI`s inside Eudamed | ENUM_MDR_IssuingEntity. In case of EUDAMED DI- Issuing Entity is by default EUDAMED | Enum |  |  | 1 |  |  | Y | BR-UDID-644 |  | Y | Y | DIIdentififierType | issuingEntityCode | Y | Y |  |  | - | - | - | M | M | Yes |  |  |  |  | (default "EUDAMED" based on existing GTIN) | [7 empty] | N/A |  | N/A
Yes |  | FLD-UDID-11 | Applicable Legislation / Regulation | BasicUDIData | Applicable Legislation of the Device. The device can have only one Applicable Legislation. Either a Regulation value can be selected/provided (MDR or IVDR) or a Directive Regulation value (MDD, AIMDD or IVDD) - in the case of Directive Devices. | ENUM_MDR_LEG | Enum |  |  | 1 | Y |  | Y | BR-UDID-646 |  | Y | Y | Either MDRBasicUDIType or IVDRBasicUDIType submitted in order to define the Applicable Legislation |  | Y | Y |  |  | M | M | M | M | M | Yes | RegulatedTradeItemModule | RegulatoryInformation | regulatoryAct | Regulatory act | The name given to the requirement assigned by the regulatory agency. This attribute is used in combination with 'Regulatory agency' (TC ID 2605). EUDAMED, swissdamed: Indicate the current applicable legislation using one of the following codes: 'MDD', 'IVDD', 'AIMDD', 'MDR' or 'IVDR' | MDR | string | 1..80 | 0..1 | No | No | GDSN LCL for regulatoryAct | 3071 | 3072 | 2604 | 2605 | Yes | MDR | Legislation
Yes |  | FLD-UDID-11 | Applicable Legislation / Regulation | BasicUDIData | Applicable Legislation of the Device. The device can have only one Applicable Legislation. Either a Regulation value can be selected/provided (MDR or IVDR) or a Directive Regulation value (MDD, AIMDD or IVDD) - in the case of Directive Devices. | ENUM_MDR_LEG | Enum |  |  | 1 | Y |  | Y | BR-UDID-646 |  | Y | Y | Either MDRBasicUDIType or IVDRBasicUDIType submitted in order to define the Applicable Legislation |  | Y | Y |  |  | M | M | M | M | M | Yes | RegulatedTradeItemModule | RegulatoryInformation | regulatoryAgency | Regulatory agency | The required information is the name of the specific entity in charge of issuing the permit to a company. This attribute is used in combination with 'Regulatory act' (TC ID 2604). EUDAMED, swissdamed: Indicate 'EU' as the specific entity in charge of the regulatory act. | EU | string | 1..80 | 0..1 | No | No |  | 3072 | 3071 | 2605 | 2604 | default=EU
Yes |  | FLD-UDID-16 | Risk Class | BasicUDIData | Risk Class of the Device associated with the Basic UDI-DI. Device Risk Class is dependent directly on the Applicable Legislation of the Device. | ENUM_UDID_RiskClass | Enum |  |  | 1 | Y |  | Y |  |  | Y | Y | BasicUDIType | riskClass | Y | Y |  |  | M | M | M | M | M | Yes | TradeItemCore | AdditionalTradeItemClassification | additionalTradeItemClassificationCodeValue | Additional trade item classification code value | Indicate the category code based on alternate classification schema chosen in addition to GS1 classification schema. This attribute is used in combination with 'Additional Trade item classification system code' (TC ID 3131). EUDAMED, swissdamed: For EU MDR/IVDR Risk class) indicate one of the following values: EU_CLASS_I, EU_CLASS_IIA, EU_CLASS_IIB, EU_CLASS_III, EU_CLASS_A, EU_CLASS_B, EU_CLASS_C, EU_CLASS_D together with code '76' in 'Additional trade item classification system code' (TC ID 3131). For EU Directive MDD/AIMDD/IVDD risk class) indicate one of the following values: EU_CLASS_I, EU_CLASS_IIA, EU_CLASS_IIB, EU_CLASS_III, IVDD_ANNEX_II_LIST_A, IVDD_ANNEX_II_LIST_B, IVDD_DEVICES_SELF_TESTING, IVDD_GENERAL together with code '85' in 'Additional trade item classification system code' (TC ID 3131). For EMDN indicate a valid value from the nomenclature that applies to the medical device together with code '88' in 'Additional trade item classification system code' (TC ID 3131). | EU_CLASS_IIB | string | 1..80 | 1..1 | No | No | GDSN LCL for additionalTradeItemClassificationCodeValue | 173 | 171 | 3132 | 3131 | Yes | CLASS_IIB | Risk Class
Yes |  | FLD-UDID-16 | Risk Class | BasicUDIData | Risk Class of the Device associated with the Basic UDI-DI. Device Risk Class is dependent directly on the Applicable Legislation of the Device. | ENUM_UDID_RiskClass | Enum |  |  | 1 | Y |  | Y |  |  | Y | Y | BasicUDIType | riskClass | Y | Y |  |  | M | M | M | M | M | Yes | TradeItemCore | AdditionalTradeItemClassification | additionalTradeItemClassificationSystemCode | Additional trade item classification system code | The code specifying the applied additional trade item classification scheme (or system). Select code(s) from the list 'AdditionalTradeItemClassificationCodeListCode'. This attribute is used in combination with 'Additional Trade item classification code value' (TC ID 3132). EUDAMED, swissdamed: Indicate the code for applicable risk class depending on the applicable act: -- code '76' for EU Regulation (MDR/IVDR) Risk class; -- code '85' for EU Directive (MDD/AIMDD/IVDD) Risk class; and indicate the respective risk class value in 'Additional trade item classification code value' (TC ID 3132). Additionally, indicate code '88' for European Medical Device Nomenclature (EMDN) and indicate the value from the nomenclature that applies to the medical device in 'Additional trade item classification code value' (TC ID 3132). | 76 | CodeList | 1..80 | 0..1 | No | No | AdditionalTradeItemClassificationCodeListCode | 171 | 173 | 3131 | 3132 | default=76
Yes |  | FLD-UDID-10 | Legal Manufacturer SRN | BasicUDIData | SRN of the Manufacturer that registers the Device. |  | Actor - Manufacturer - FLD-ACT-001 [Actor - Actor] | SRN |  | 1 | Y |  | Y |  |  | Y | Y | DeviceBasicUDIType | MFActorCode | Y | Y |  |  | M | - | M | M | M | Yes, If no SRN is available, "NA" must be provided | TradeItemCore | TradeItemContactInformation | additionalPartyIdentification | Additional party identification type / value | Indicate the unique registration number of the actor registered in the UDI database. Select the relevant type code. This attribute is used in combination with 'Contact type code' (TC ID 3182). EUDAMED: Indicate the EU Single Registration Number(s) (code 'SRN') as registered in EUDAMED, in combination with 'Contact type code' (TC ID 3182), for the applicable actor(s), depending on their legal role(s): code 'EMA' = Manufacturer registered in EUDAMED; code 'EAR' = Authorized representative registered in EUDAMED, if the manufacturer is established outside the EU (non-EU MF) code 'EPP' = System pack producer registered in EUDAMED; code 'EPD' = Product designer registered in EUDAMED; only to be used if applicable (NOT identical to the Manufacturer actor MF). swissdamed: Indicate the Swiss Single Registration Numbers (code 'CHRN') as registered in swissdamed in combination with 'Contact type code' (TC ID 3182), for the applicable actor(s), depending on their legal role(s): code 'EMA' = Swiss Manufacturer registered in swissdamed OR, if the manufacturer is established outside Switzerland (non-CH MF), the Mandate ID, which is composed of the CHRN of the Swiss Authorized representative registered in swissdamed and the corresponding mandate identifier. code 'EAR' = Swiss Authorized representative registered in swissdamed, if the manufacturer or producer is established outside Switzerland (non-CH MF or PR) code 'EPP' = Swiss System pack producer registered in swissdamed OR, if the producer is established outside Switzerland (non-CH PR), the Mandate ID, which is composed of the CHRN of the Swiss Authorized representative registered in swissdamed and the corresponding mandate identifier. In addition, indicate the EU Single Registration Number (code 'SRN') as registered in EUDAMED, in combination with 'Contact type code' (TC ID 3182), for the applicable actor(s), depending on their legal role(s): code 'EMA' = Manufacturer registered in EUDAMED; enter 'NA' if the product is not registered in EUDAMED; code 'EPP' = System pack producer registered in EUDAMED; enter 'NA' if the product is not registered in EUDAMED; code 'EPD' = Product designer registered in EUDAMED; only to be used if applicable (NOT identical to the Manufacturer actor MF). | SRN / CH-MF-000023141 | string | 1..80 | 0..* | NA | NA | AdditionalPartyIdentificationTypeCode | 129 | 130 | 3183 | 3182 | Yes | DK-MF-000021581 | EU Actor
Yes |  | FLD-UDID-10 | Legal Manufacturer SRN | BasicUDIData | SRN of the Manufacturer that registers the Device. |  | Actor - Manufacturer - FLD-ACT-001 [Actor - Actor] | SRN |  | 1 | Y |  | Y |  |  | Y | Y | DeviceBasicUDIType | MFActorCode | Y | Y |  |  | M | - | M | M | M | Yes, If no SRN is available, "NA" must be provided | TradeItemCore | TradeItemContactInformation | contactTypeCode | Contact type code | Indicate the code specifying the type of contact for a product. This attribute is used in combination either with 'Additional party identification type / value' (TC ID 3183) or contact details under 'Trade item contact information' (TC ID 3205). EUDAMED, swissdamed: Indicate the applicable code(s) for the actor(s), depending on their legal role: code 'EMA' = Manufacturer actor UDI data base; code 'EAR' = Authorized representative actor UDI data base, if manufacturer is outside EU (non-EU MF) for EUDAMED, or the Swiss authorised representative (CH-REP) for swissdamed; code 'EPP' = System pack producer actor UDI data base; and, for the above actor types, indicate the EU Single Registration Number (SRN) registered in EUDAMED, or the Swiss Single Registration Number (CHRN) for swissdamed, in 'Additional party identification type / value' (TC ID 3183). For Product designer actor: code 'EPD' = Product designer actor UDI data base and indicate the EU Single Registration Number (SRN) registered in EUDAMED in 'Additional party identification type / value' (TC ID 3183) or contact details under 'Trade item contact information' (TC ID 3205); only to be used if applicable (NOT identical to the Manufactorer actor MF). | EMA | CodeList | 1..80 | 1..1 | No | No | ContactTypeCode | 127 | 129, 130 | 3182 | 3183 | default=EMA
Yes | swissdamed only |  | Legal manufacturer CHRN | CHRN (MF) | Swiss single registration number (CHRN) of the legal manufacturer (MF). | [18 empty] | M | - | M | M | M | Yes, swissdamed only | TradeItemCore | TradeItemContactInformation | additionalPartyIdentification | Additional party identification type / value | Indicate the unique registration number of the actor registered in the UDI database. Select the relevant type code. This attribute is used in combination with 'Contact type code' (TC ID 3182). EUDAMED: Indicate the EU Single Registration Number(s) (code 'SRN') as registered in EUDAMED, in combination with 'Contact type code' (TC ID 3182), for the applicable actor(s), depending on their legal role(s): code 'EMA' = Manufacturer registered in EUDAMED; code 'EAR' = Authorized representative registered in EUDAMED, if the manufacturer is established outside the EU (non-EU MF) code 'EPP' = System pack producer registered in EUDAMED; code 'EPD' = Product designer registered in EUDAMED; only to be used if applicable (NOT identical to the Manufacturer actor MF). swissdamed: Indicate the Swiss Single Registration Numbers (code 'CHRN') as registered in swissdamed in combination with 'Contact type code' (TC ID 3182), for the applicable actor(s), depending on their legal role(s): code 'EMA' = Swiss Manufacturer registered in swissdamed OR, if the manufacturer is established outside Switzerland (non-CH MF), the Mandate ID, which is composed of the CHRN of the Swiss Authorized representative registered in swissdamed and the corresponding mandate identifier. code 'EAR' = Swiss Authorized representative registered in swissdamed, if the manufacturer or producer is established outside Switzerland (non-CH MF or PR) code 'EPP' = Swiss System pack producer registered in swissdamed OR, if the producer is established outside Switzerland (non-CH PR), the Mandate ID, which is composed of the CHRN of the Swiss Authorized representative registered in swissdamed and the corresponding mandate identifier. In addition, indicate the EU Single Registration Number (code 'SRN') as registered in EUDAMED, in combination with 'Contact type code' (TC ID 3182), for the applicable actor(s), depending on their legal role(s): code 'EMA' = Manufacturer registered in EUDAMED; enter 'NA' if the product is not registered in EUDAMED; code 'EPP' = System pack producer registered in EUDAMED; enter 'NA' if the product is not registered in EUDAMED; code 'EPD' = Product designer registered in EUDAMED; only to be used if applicable (NOT identical to the Manufacturer actor MF). | CHRN / CHRN-MF-20010136 | string | 1..80 | 0..* | NA | NA | AdditionalPartyIdentificationTypeCode | 129 | 130 | 3183 | 3182 | No
Yes | swissdamed only |  | Legal manufacturer CHRN | CHRN (MF) | Swiss single registration number (CHRN) of the legal manufacturer (MF). | [18 empty] | M | - | M | M | M | Yes, swissdamed only | TradeItemCore | TradeItemContactInformation | contactTypeCode | Contact type code | Indicate the code specifying the type of contact for a product. This attribute is used in combination either with 'Additional party identification type / value' (TC ID 3183) or contact details under 'Trade item contact information' (TC ID 3205). EUDAMED, swissdamed: Indicate the applicable code(s) for the actor(s), depending on their legal role: code 'EMA' = Manufacturer actor UDI data base; code 'EAR' = Authorized representative actor UDI data base, if manufacturer is outside EU (non-EU MF) for EUDAMED, or the Swiss authorised representative (CH-REP) for swissdamed; code 'EPP' = System pack producer actor UDI data base; and, for the above actor types, indicate the EU Single Registration Number (SRN) registered in EUDAMED, or the Swiss Single Registration Number (CHRN) for swissdamed, in 'Additional party identification type / value' (TC ID 3183). For Product designer actor: code 'EPD' = Product designer actor UDI data base and indicate the EU Single Registration Number (SRN) registered in EUDAMED in 'Additional party identification type / value' (TC ID 3183) or contact details under 'Trade item contact information' (TC ID 3205); only to be used if applicable (NOT identical to the Manufactorer actor MF). | EMA | CodeList | 1..80 | 1..1 | No | No | ContactTypeCode | 127 | 129, 130 | 3182 | 3183 | No
Yes |  | FLD-UDID-15 | Authorised Representative | BasicUDIData | The SRN of the Authorised Representative associated with the Basic UDI-DI. For Manufacturers which are not established in the Union (NonEU Manufacturers) providing the Authorised Representative for the Basic UDI-DI is required. |  | Actor - Authorised Representative - FLD-ACT-001 [Actor- Actor] | SRN |  | 0..1 Applicable and mandatory only for nonEU MF | Y |  | Y | BR-UDID-011 | Y (Edit) | Y | Y | DeviceBasicUDIType | ARActorCode | Y | Y |  |  | CM | - | CM | CM | CM | No | TradeItemCore | TradeItemContactInformation | additionalPartyIdentification | Additional party identification type / value | Indicate the unique registration number of the actor registered in the UDI database. Select the relevant type code. This attribute is used in combination with 'Contact type code' (TC ID 3182). EUDAMED: Indicate the EU Single Registration Number(s) (code 'SRN') as registered in EUDAMED, in combination with 'Contact type code' (TC ID 3182), for the applicable actor(s), depending on their legal role(s): code 'EMA' = Manufacturer registered in EUDAMED; code 'EAR' = Authorized representative registered in EUDAMED, if the manufacturer is established outside the EU (non-EU MF) code 'EPP' = System pack producer registered in EUDAMED; code 'EPD' = Product designer registered in EUDAMED; only to be used if applicable (NOT identical to the Manufacturer actor MF). swissdamed: Indicate the Swiss Single Registration Numbers (code 'CHRN') as registered in swissdamed in combination with 'Contact type code' (TC ID 3182), for the applicable actor(s), depending on their legal role(s): code 'EMA' = Swiss Manufacturer registered in swissdamed OR, if the manufacturer is established outside Switzerland (non-CH MF), the Mandate ID, which is composed of the CHRN of the Swiss Authorized representative registered in swissdamed and the corresponding mandate identifier. code 'EAR' = Swiss Authorized representative registered in swissdamed, if the manufacturer or producer is established outside Switzerland (non-CH MF or PR) code 'EPP' = Swiss System pack producer registered in swissdamed OR, if the producer is established outside Switzerland (non-CH PR), the Mandate ID, which is composed of the CHRN of the Swiss Authorized representative registered in swissdamed and the corresponding mandate identifier. In addition, indicate the EU Single Registration Number (code 'SRN') as registered in EUDAMED, in combination with 'Contact type code' (TC ID 3182), for the applicable actor(s), depending on their legal role(s): code 'EMA' = Manufacturer registered in EUDAMED; enter 'NA' if the product is not registered in EUDAMED; code 'EPP' = System pack producer registered in EUDAMED; enter 'NA' if the product is not registered in EUDAMED; code 'EPD' = Product designer registered in EUDAMED; only to be used if applicable (NOT identical to the Manufacturer actor MF). | SRN / DE-AR-000023981 | string | 1..80 | 0..* | NA | NA | AdditionalPartyIdentificationTypeCode | 129 | 130 | 3183 | 3182 | No
Yes |  | FLD-UDID-15 | Authorised Representative | BasicUDIData | The SRN of the Authorised Representative associated with the Basic UDI-DI. For Manufacturers which are not established in the Union (NonEU Manufacturers) providing the Authorised Representative for the Basic UDI-DI is required. |  | Actor - Authorised Representative - FLD-ACT-001 [Actor- Actor] | SRN |  | 0..1 Applicable and mandatory only for nonEU MF | Y |  | Y | BR-UDID-011 | Y (Edit) | Y | Y | DeviceBasicUDIType | ARActorCode | Y | Y |  |  | CM | - | CM | CM | CM | No | TradeItemCore | TradeItemContactInformation | contactTypeCode | Contact type code | Indicate the code specifying the type of contact for a product. This attribute is used in combination either with 'Additional party identification type / value' (TC ID 3183) or contact details under 'Trade item contact information' (TC ID 3205). EUDAMED, swissdamed: Indicate the applicable code(s) for the actor(s), depending on their legal role: code 'EMA' = Manufacturer actor UDI data base; code 'EAR' = Authorized representative actor UDI data base, if manufacturer is outside EU (non-EU MF) for EUDAMED, or the Swiss authorised representative (CH-REP) for swissdamed; code 'EPP' = System pack producer actor UDI data base; and, for the above actor types, indicate the EU Single Registration Number (SRN) registered in EUDAMED, or the Swiss Single Registration Number (CHRN) for swissdamed, in 'Additional party identification type / value' (TC ID 3183). For Product designer actor: code 'EPD' = Product designer actor UDI data base and indicate the EU Single Registration Number (SRN) registered in EUDAMED in 'Additional party identification type / value' (TC ID 3183) or contact details under 'Trade item contact information' (TC ID 3205); only to be used if applicable (NOT identical to the Manufactorer actor MF). | EAR | CodeList | 1..80 | 1..1 | No | No | ContactTypeCode | 127 | 129, 130 | 3182 | 3183 | No
Yes | swissdamed only |  | Authorised representative CHRN | CHRN (AR) | Swiss single registration number (CHRN) of the authorised representative (AR). | [18 empty] | CM | - | CM | CM | CM | Yes, swissdamed only | TradeItemCore | TradeItemContactInformation | additionalPartyIdentification | Additional party identification type / value | Indicate the unique registration number of the actor registered in the UDI database. Select the relevant type code. This attribute is used in combination with 'Contact type code' (TC ID 3182). EUDAMED: Indicate the EU Single Registration Number(s) (code 'SRN') as registered in EUDAMED, in combination with 'Contact type code' (TC ID 3182), for the applicable actor(s), depending on their legal role(s): code 'EMA' = Manufacturer registered in EUDAMED; code 'EAR' = Authorized representative registered in EUDAMED, if the manufacturer is established outside the EU (non-EU MF) code 'EPP' = System pack producer registered in EUDAMED; code 'EPD' = Product designer registered in EUDAMED; only to be used if applicable (NOT identical to the Manufacturer actor MF). swissdamed: Indicate the Swiss Single Registration Numbers (code 'CHRN') as registered in swissdamed in combination with 'Contact type code' (TC ID 3182), for the applicable actor(s), depending on their legal role(s): code 'EMA' = Swiss Manufacturer registered in swissdamed OR, if the manufacturer is established outside Switzerland (non-CH MF), the Mandate ID, which is composed of the CHRN of the Swiss Authorized representative registered in swissdamed and the corresponding mandate identifier. code 'EAR' = Swiss Authorized representative registered in swissdamed, if the manufacturer or producer is established outside Switzerland (non-CH MF or PR) code 'EPP' = Swiss System pack producer registered in swissdamed OR, if the producer is established outside Switzerland (non-CH PR), the Mandate ID, which is composed of the CHRN of the Swiss Authorized representative registered in swissdamed and the corresponding mandate identifier. In addition, indicate the EU Single Registration Number (code 'SRN') as registered in EUDAMED, in combination with 'Contact type code' (TC ID 3182), for the applicable actor(s), depending on their legal role(s): code 'EMA' = Manufacturer registered in EUDAMED; enter 'NA' if the product is not registered in EUDAMED; code 'EPP' = System pack producer registered in EUDAMED; enter 'NA' if the product is not registered in EUDAMED; code 'EPD' = Product designer registered in EUDAMED; only to be used if applicable (NOT identical to the Manufacturer actor MF). | CHRN / CHRN-AR-20010004 | string | 1..80 | 0..* | NA | NA | AdditionalPartyIdentificationTypeCode | 129 | 130 | 3183 | 3182 | Yes | CHRN-AR-20010004-MF-00004 | CH Mandate
Yes | swissdamed only |  | Authorised representative CHRN | CHRN (AR) | Swiss single registration number (CHRN) of the authorised representative (AR). | [18 empty] | CM | - | CM | CM | CM | Yes, swissdamed only | TradeItemCore | TradeItemContactInformation | contactTypeCode | Contact type code | Indicate the code specifying the type of contact for a product. This attribute is used in combination either with 'Additional party identification type / value' (TC ID 3183) or contact details under 'Trade item contact information' (TC ID 3205). EUDAMED, swissdamed: Indicate the applicable code(s) for the actor(s), depending on their legal role: code 'EMA' = Manufacturer actor UDI data base; code 'EAR' = Authorized representative actor UDI data base, if manufacturer is outside EU (non-EU MF) for EUDAMED, or the Swiss authorised representative (CH-REP) for swissdamed; code 'EPP' = System pack producer actor UDI data base; and, for the above actor types, indicate the EU Single Registration Number (SRN) registered in EUDAMED, or the Swiss Single Registration Number (CHRN) for swissdamed, in 'Additional party identification type / value' (TC ID 3183). For Product designer actor: code 'EPD' = Product designer actor UDI data base and indicate the EU Single Registration Number (SRN) registered in EUDAMED in 'Additional party identification type / value' (TC ID 3183) or contact details under 'Trade item contact information' (TC ID 3205); only to be used if applicable (NOT identical to the Manufactorer actor MF). | EAR | CodeList | 1..80 | 1..1 | No | No | ContactTypeCode | 127 | 129, 130 | 3182 | 3183 | default=EMA
Yes |  | FLD-UDID-44 | System or Procedure Pack Producer Actor ID | BasicUDIData | Actor ID of the System or Procedure Pack |  | Actor - System or Procedure Pack Producer - FLD-ACT-001 [Actor - Actor] | SRN |  | 1 | Y |  | Y |  |  | Y |  | PRBasicUDIType | PRActorCode |  | Y |  |  | - | M | - | - | - | Yes, If no SRN is available, "NA" must be provided | TradeItemCore | TradeItemContactInformation | additionalPartyIdentification | Additional party identification type / value | Indicate the unique registration number of the actor registered in the UDI database. Select the relevant type code. This attribute is used in combination with 'Contact type code' (TC ID 3182). EUDAMED: Indicate the EU Single Registration Number(s) (code 'SRN') as registered in EUDAMED, in combination with 'Contact type code' (TC ID 3182), for the applicable actor(s), depending on their legal role(s): code 'EMA' = Manufacturer registered in EUDAMED; code 'EAR' = Authorized representative registered in EUDAMED, if the manufacturer is established outside the EU (non-EU MF) code 'EPP' = System pack producer registered in EUDAMED; code 'EPD' = Product designer registered in EUDAMED; only to be used if applicable (NOT identical to the Manufacturer actor MF). swissdamed: Indicate the Swiss Single Registration Numbers (code 'CHRN') as registered in swissdamed in combination with 'Contact type code' (TC ID 3182), for the applicable actor(s), depending on their legal role(s): code 'EMA' = Swiss Manufacturer registered in swissdamed OR, if the manufacturer is established outside Switzerland (non-CH MF), the Mandate ID, which is composed of the CHRN of the Swiss Authorized representative registered in swissdamed and the corresponding mandate identifier. code 'EAR' = Swiss Authorized representative registered in swissdamed, if the manufacturer or producer is established outside Switzerland (non-CH MF or PR) code 'EPP' = Swiss System pack producer registered in swissdamed OR, if the producer is established outside Switzerland (non-CH PR), the Mandate ID, which is composed of the CHRN of the Swiss Authorized representative registered in swissdamed and the corresponding mandate identifier. In addition, indicate the EU Single Registration Number (code 'SRN') as registered in EUDAMED, in combination with 'Contact type code' (TC ID 3182), for the applicable actor(s), depending on their legal role(s): code 'EMA' = Manufacturer registered in EUDAMED; enter 'NA' if the product is not registered in EUDAMED; code 'EPP' = System pack producer registered in EUDAMED; enter 'NA' if the product is not registered in EUDAMED; code 'EPD' = Product designer registered in EUDAMED; only to be used if applicable (NOT identical to the Manufacturer actor MF). | SRN / DE-PR-000005764 | string | 1..80 | 0..* | NA | NA | AdditionalPartyIdentificationTypeCode | 129 | 130 | 3183 | 3182
Yes |  | FLD-UDID-44 | System or Procedure Pack Producer Actor ID | BasicUDIData | Actor ID of the System or Procedure Pack |  | Actor - System or Procedure Pack Producer - FLD-ACT-001 [Actor - Actor] | SRN |  | 1 | Y |  | Y |  |  | Y |  | PRBasicUDIType | PRActorCode |  | Y |  |  | - | M | - | - | - | Yes, If no SRN is available, "NA" must be provided | TradeItemCore | TradeItemContactInformation | contactTypeCode | Contact type code | Indicate the code specifying the type of contact for a product. This attribute is used in combination either with 'Additional party identification type / value' (TC ID 3183) or contact details under 'Trade item contact information' (TC ID 3205). EUDAMED, swissdamed: Indicate the applicable code(s) for the actor(s), depending on their legal role: code 'EMA' = Manufacturer actor UDI data base; code 'EAR' = Authorized representative actor UDI data base, if manufacturer is outside EU (non-EU MF) for EUDAMED, or the Swiss authorised representative (CH-REP) for swissdamed; code 'EPP' = System pack producer actor UDI data base; and, for the above actor types, indicate the EU Single Registration Number (SRN) registered in EUDAMED, or the Swiss Single Registration Number (CHRN) for swissdamed, in 'Additional party identification type / value' (TC ID 3183). For Product designer actor: code 'EPD' = Product designer actor UDI data base and indicate the EU Single Registration Number (SRN) registered in EUDAMED in 'Additional party identification type / value' (TC ID 3183) or contact details under 'Trade item contact information' (TC ID 3205); only to be used if applicable (NOT identical to the Manufactorer actor MF). | EPP | CodeList | 1..80 | 1..1 | No | No | ContactTypeCode | 127 | 129, 130 | 3182 | 3183
Yes | swissdamed only |  | CHRN of the person who assembles systems or procedure packs | CHRN (PR) | Swiss single registration number (CHRN) of the person who assembles systems or procedure packs (PR). | [18 empty] | - | M | - | - | - | Yes, swissdamed only | TradeItemCore | TradeItemContactInformation | additionalPartyIdentification | Additional party identification type / value | Indicate the unique registration number of the actor registered in the UDI database. Select the relevant type code. This attribute is used in combination with 'Contact type code' (TC ID 3182). EUDAMED: Indicate the EU Single Registration Number(s) (code 'SRN') as registered in EUDAMED, in combination with 'Contact type code' (TC ID 3182), for the applicable actor(s), depending on their legal role(s): code 'EMA' = Manufacturer registered in EUDAMED; code 'EAR' = Authorized representative registered in EUDAMED, if the manufacturer is established outside the EU (non-EU MF) code 'EPP' = System pack producer registered in EUDAMED; code 'EPD' = Product designer registered in EUDAMED; only to be used if applicable (NOT identical to the Manufacturer actor MF). swissdamed: Indicate the Swiss Single Registration Numbers (code 'CHRN') as registered in swissdamed in combination with 'Contact type code' (TC ID 3182), for the applicable actor(s), depending on their legal role(s): code 'EMA' = Swiss Manufacturer registered in swissdamed OR, if the manufacturer is established outside Switzerland (non-CH MF), the Mandate ID, which is composed of the CHRN of the Swiss Authorized representative registered in swissdamed and the corresponding mandate identifier. code 'EAR' = Swiss Authorized representative registered in swissdamed, if the manufacturer or producer is established outside Switzerland (non-CH MF or PR) code 'EPP' = Swiss System pack producer registered in swissdamed OR, if the producer is established outside Switzerland (non-CH PR), the Mandate ID, which is composed of the CHRN of the Swiss Authorized representative registered in swissdamed and the corresponding mandate identifier. In addition, indicate the EU Single Registration Number (code 'SRN') as registered in EUDAMED, in combination with 'Contact type code' (TC ID 3182), for the applicable actor(s), depending on their legal role(s): code 'EMA' = Manufacturer registered in EUDAMED; enter 'NA' if the product is not registered in EUDAMED; code 'EPP' = System pack producer registered in EUDAMED; enter 'NA' if the product is not registered in EUDAMED; code 'EPD' = Product designer registered in EUDAMED; only to be used if applicable (NOT identical to the Manufacturer actor MF). | CHRN / CHRN-PR-20011950 | string | 1..80 | 0..* | NA | NA | AdditionalPartyIdentificationTypeCode | 129 | 130 | 3183 | 3182
Yes | swissdamed only |  | CHRN of the person who assembles systems or procedure packs | CHRN (PR) | Swiss single registration number (CHRN) of the person who assembles systems or procedure packs (PR). | [18 empty] | - | M | - | - | - | Yes, swissdamed only | TradeItemCore | TradeItemContactInformation | contactTypeCode | Contact type code | Indicate the code specifying the type of contact for a product. This attribute is used in combination either with 'Additional party identification type / value' (TC ID 3183) or contact details under 'Trade item contact information' (TC ID 3205). EUDAMED, swissdamed: Indicate the applicable code(s) for the actor(s), depending on their legal role: code 'EMA' = Manufacturer actor UDI data base; code 'EAR' = Authorized representative actor UDI data base, if manufacturer is outside EU (non-EU MF) for EUDAMED, or the Swiss authorised representative (CH-REP) for swissdamed; code 'EPP' = System pack producer actor UDI data base; and, for the above actor types, indicate the EU Single Registration Number (SRN) registered in EUDAMED, or the Swiss Single Registration Number (CHRN) for swissdamed, in 'Additional party identification type / value' (TC ID 3183). For Product designer actor: code 'EPD' = Product designer actor UDI data base and indicate the EU Single Registration Number (SRN) registered in EUDAMED in 'Additional party identification type / value' (TC ID 3183) or contact details under 'Trade item contact information' (TC ID 3205); only to be used if applicable (NOT identical to the Manufactorer actor MF). | EPP | CodeList | 1..80 | 1..1 | No | No | ContactTypeCode | 127 | 129, 130 | 3182 | 3183
Yes |  | FLD-UDID-261 | System or Procedure Pack | BasicUDIData | Determine if current System or Procedure Pack is a System or a Procedure Pack | SystemProcedurePackTypeEnum (ENUM_UDID_SystemProcedurePackType) | Enum |  |  | 1 | Y |  | Y |  |  | Y Only in case of Systems and procedure packs |  | PRBasicUDIType | type |  | Y |  |  | - | M | - | - | - | Yes | MedicalDeviceTradeItemModule | MedicalDeviceInformation | systemOrProcedurePackTypeCode | System or procedure pack type code | Indicate the device is a Systems or Procedure Packs according to Art. 22 MDR. Select option from the code list 'SystemOrProcedurePackTypeCode': 'SYSTEM' or 'PROCEDURE_PACK'. This attribute is used in combination with 'Contact type code' (TC ID 3182) = 'EPP' and 'Additional party identification type / value' (TC ID 3183) where the SRN of the System pack producer actor must be indicated. When it is a system which is a device in itself or a procedure pack which is a device in itself (in accordance with the Art. 22(4) MDR)), this attribute SHALL NOT be used. In this case, indicate the relevant code under 'Multi component device type code' (TC ID 4725) instead. | SYSTEM | CodeList | 1..80 | 0..1 | No | No | SystemOrProcedurePackTypeCode | 6362 |  | 4727
Yes |  | FLD-UDID-260 | Medical Purpose of the System or Procedure Pack | BasicUDIData | Description of the Medical Purpose of the System or Procedure Pack. Field is applicable for System and Procedure Packs and refers to the Indication of the specific medical purpose of the System or Procedure Pack Producer |  | LanguageSpecificContent [EUDAMED- Common Entities] | XL | Y | 1 |  |  | Y |  | Y (Edit; Add) | Y Only in case of Systems and procedure packs |  | PRBasicUDIType | medicinalPurpose |  | Y |  |  | - | M | - | - | - | Yes | MedicalDeviceTradeItemModule | MedicalDeviceInformation | systemOrProcedurePackMedicalPurposeDescription | System or procedure pack medical purpose description / language | Indicate descriptive terms to denote the Medical Purpose of the System or Procedure Pack (according to Art. 22 MDR). Applicable for System and Procedure Packs and refers to the indication of the specific medical purpose of the System or Procedure Pack. | Compl_SPP_III_SPPmedicalPurposeDescription | Description5000 | 1..5000 | 0..* | Yes | Yes |  | 6365 | 6366 | 4722
Yes |  | FLD-UDID-20 | Device Model | BasicUDIData | I nformation allowing the identification of the device - Device Model. At least one of the Device identification details (Device Model or the Device Name) have to be provided for a Basic UDI-DI. |  | String | S |  | 0..1 Either Device Model or Device Name is required (both can be provided) | Y |  | Y | BR-UDID-66 | Y (Edit; Add; Delete) | Y | Y | BasicUDIType ModelNameGroup | model In case only the Model is provided for a Device - then BasicUDIType.model property will be provided (no ModelNameGroup in this case). If both Model and Name are available for the Device - ModelNameGroup has to be provided containing both properties model and name | Y | Y |  |  | CM | CM | CM | CM | CM | Yes | TradeItemCore | TradeItem/additionalTradeItemIdentification | additionalTradeItemIdentification | Additional trade item identification type / value | Indicate the additional trade item identification, for instance to cross-reference the vendors internal trade item number to the GTIN in a one to one relationship. The attribute 'Additional trade item identification value' is used in combination with 'Additional trade item identification type code' (TC ID 3060). EUDAMED, swissdamed: For the Basic UDI-DI, indicate either the value or internal reference of the Device Model by using code 'MODEL_NUMBER' in this attribute or the descriptive Device Name under 'Global model description' (TC ID 4768). For the UDI-DI, indicate the internal article number of the Manufacturer/Producer as mentioned on the label by using code 'MANUFACTURER_PART_NUMBER'. Only if applicable during transition of the Issuing Agency: Indicate the Secondary UDI-DI Code by using 'HIBC', 'ICCBBA', 'PPN' or 'PZN' for 'Additional trade item identification type code' (TC ID 3060). | MODEL_NUMBER / Compl_MDR_IIb_model | string | 1..80 | 0..* | NA | NA | AdditionalTradeItemIdentificationTypeCode | 68 | 69 | 3060 | 3060 | No
Yes |  | FLD-UDID-22 | Device Name | BasicUDIData | I nformation allowing the identification of the device - Device Name. At least one of the Device identification details (Device Model or the Device Name) have to be provided for a Basic UDI-DI. |  | String | S |  | 0..1 Either Device Model or Device Name is required (both can be provided) | Y |  | Y | BR-UDID-66 | Y (Edit; Add; Delete) | Y | Y | ModelNameGroup | name In case only the Name is provided for a Device - then ModelNameGroup.name property will be provided If both Model and Name are available for the Device - ModelNameGroup has to be provided containing both properties model and name | Y | Y |  |  | CM | CM | CM | CM | CM | Yes | TradeItemCore | GlobalModelInformation | globalModelDescription | Global model description | Indicate the description of the base model (Basic UDI-DI). May deviate from the description of trade items derived from this model. Indicate 'en' (English) as language code. Eudamed, swissdamed: Indicate either the descriptive Device Name for the Basic UDI-DI in this attribute, or the value or internal reference of the Device Model by using 'MODEL_NUMBER' for 'Additional trade item identification type code' (TC ID 3060). | Compl_MDR_IIb_name | Description250 | 1..250 | 0..* | Yes | Yes |  | 6400 | 6401 | 4768 |  | Yes
Yes |  | FLD-UDID-12 | Is it a System which is a Device in itself, Procedure pack which is a Device in itself | BasicUDIData | Property defines if the Basic UDI-DI is refering to a Device , a System which is a Device in itself or a Procedure pack which is a Device in itself (in accordance with the Art. 22(4) MDR ) | DevicesSystemProcedurePackTypeEnum (ENUM_UDID_DeviceSystemProcedurePackType) | Enum |  |  | 1 | Y |  | Y |  |  | Y |  | MDRBasicUDIType | type | Y | Y |  |  | M | - | - | M | - | Yes | MedicalDeviceTradeItemModule | MedicalDeviceInformation | multiComponentDeviceTypeCode | Multi component device type code | Indicate whether the device is a system which is a device in itself, a procedure pack which is a device in itself (in accordance with Art. 22(4) MDR) or a kit (only applicable in case of IVDR devices). Select one option from the code list 'MultiComponentDeviceTypeCode': 'SYSTEM', 'PROCEDURE_PACK', or 'KIT'; or, when none of these apply, select 'DEVICE'. If the medical device is just a single device, indicate 'DEVICE'. This property only applies for standard devices (not for 'real' Systems or Procedure Packs according to Art. 22 MDR). If the device is a Systems or Procedure Pack according to Art. 22 MDR, indicate the relevant code under 'System or procedure pack type code' (TC ID 4727) instead. | PROCEDURE_PACK | CodeList | 1..80 | 0..1 | No | No | MultiComponentDeviceTypeCode | 6360 |  | 4725
Yes |  | FLD-UDID-356 | Is it a Kit | BasicUDIData | Property defines if the Device is a Kit or not Option Kit is only applicable in case of IVDR Devices |  | Boolean |  |  | 1 | Y |  | Y |  |  |  | Y | IVDApplicablePropertiesGroup | kit | Y | Y |  |  | - | - | M | - | M | Yes | MedicalDeviceTradeItemModule | MedicalDeviceInformation | multiComponentDeviceTypeCode | Multi component device type code | Indicate whether the device is a system which is a device in itself, a procedure pack which is a device in itself (in accordance with Art. 22(4) MDR) or a kit (only applicable in case of IVDR devices). Select one option from the code list 'MultiComponentDeviceTypeCode': 'SYSTEM', 'PROCEDURE_PACK', or 'KIT'; or, when none of these apply, select 'DEVICE'. If the medical device is just a single device, indicate 'DEVICE'. This property only applies for standard devices (not for 'real' Systems or Procedure Packs according to Art. 22 MDR). If the device is a Systems or Procedure Pack according to Art. 22 MDR, indicate the relevant code under 'System or procedure pack type code' (TC ID 4727) instead. | KIT | CodeList | 1..80 | 0..1 | No | No | MultiComponentDeviceTypeCode | 6360 |  | 4725
Yes |  | FLD-UDID-13 | Special Device Type | BasicUDIData | Property defines if the Device is a Special Device Type anf if so , the type of Special device Type. In case the Device is a Standard Device having the option System or Procedure Pack (which is a Device in itself) or a System or Procedure Pack - field is not supplied. | ENUM_UDID_SpecialDevice | Enum |  |  | 0..1 | Y |  | Y | BR-UDID-705 BR-UDID-737 |  | Y | Y | MDRBasicUDIType IVDRBasicUDIType | specialDevice | Y | Y |  |  | O | - | O | O | O | Yes | MedicalDeviceTradeItemModule | MedicalDeviceInformation | specialDeviceTypeCode | Special device type code | Indicate the type of special medical device that applies to the product. Select one option from the code list 'SpecialDeviceTypeCode', e.g. 'STANDARD_SOFT_CONTACT_LENSES' or 'SOFTWARE'. | SOFTWARE | CodeList | 1..80 | 0..1 | No | No | SpecialDeviceTypeCode | 6361 |  | 4726
Yes |  | FLD-UDID-28 | Active Device | BasicUDIData | Property defines if the Basic UDI-DI corresponds to an Active device or not. 'Active device' means any device, the operation of which depends on a source of energy other than that generated by the human body for that purpose, or by gravity, and which acts by changing the density of or converting that energy. Devices intended to transmit energy, substances or other elements between an active device and the patient, without any significant change, shall not be deemed to be active devices. Software shall also be deemed to be an active device. |  | Boolean |  |  | 1 | Y |  | Y | BR-UDID-07 |  | Y |  | MDRApplicablePropertiesGroup | active | Y | Y |  |  | M | - | - | M | - | Yes | MedicalDeviceTradeItemModule | MedicalDeviceInformation | isActiveDevice | Is active device | Indicate whether the device is an Active device by selecting 'true' or 'false'. 'Active' means any device, the operation of which depends on a source of energy other than that generated by the human body for that purpose, or by gravity, and which acts by changing the density of or converting that energy. Software shall also be deemed to be an active device. Devices intended to transmit energy, substances or other elements between an active device and the patient, without any significant change, shall not be deemed to be active devices. | false | boolean | 4..5 | 0..1 | No | No |  | 6347 |  | 4709
Yes |  | FLD-UDID-29 | Device Intended to administer and/or Remove medicinal product | BasicUDIData | Property defines if the Device is intended to administer or remove medicinal product |  | Boolean |  |  | 1 | Y |  | Y |  |  | Y |  | MDRApplicablePropertiesGroup | administeringMedicine | Y | Y |  |  | M | - | - | M | - | Yes | MedicalDeviceTradeItemModule | MedicalDeviceInformation | isDeviceIntendedToAdministerOrRemoveMedicinalProduct | Is device intended to administer or remove medicinal product | Indicate whether the device is intended to administer or remove medicinal product by selecting 'true' or 'false'. | true | boolean | 4..5 | 0..1 | No | No |  | 6352 |  | 4714
Yes |  | FLD-UDID-30 | Implantable | DL | Property defines if the Basic UDI-DI corresponds to a device that is Implantable or not. Any device intended to be partially introduced into the human body by clinical intervention and intended to remain in place after the procedure for at least 30 days shall also be deemed to be an implantable device. In case of Devices having the Risck Class " Class I " field Implantable has by default value "False" |  | Boolean |  |  | 1 | Y |  | Y | BR-UDID-07 BR-UDID-676 |  | Y |  | MDRApplicablePropertiesGroup | implantable | Y | Y |  |  | M | - | - | M | - | Yes | MedicalDeviceTradeItemModule | MedicalDeviceInformation | isTradeItemImplantable | Is trade item implantable | Indicate whether the device is implantable by selecting 'TRUE' or 'FALSE'. | FALSE | CodeList | 1..80 | 0..1 | No | No | NonBinaryLogicEnumeration | 1580 |  | 1118
Yes |  | FLD-UDID-265 | Is it Device a suture, staple, dental filling, dental brace (...)? | BasicUDIData | Property defines if the registered Device is 'sutures', 'staples', 'dental fillings', 'dental braces', 'tooth crowns', 'screws', 'wedges', 'plates wires', 'pins', 'clips and connectors' (these defines are exempted from the regulation imposed to implantable devices). Property is applicable only for Devices having Risk Class II b and having the property 'Implantable' marked |  | Boolean |  |  | 0..1 Property is conditional mandatory only for Devices having Risk Class II b and having the property 'Implantable' | Y |  | Y | BR-UDID-635 |  | Y |  | MDRBasicUDIType | IIb_implantable_exceptions |  | Y |  |  | CM | - | - | - | - | Yes | MedicalDeviceTradeItemModule | MedicalDeviceInformation | isDeviceExemptFromImplantObligations | Is device exempt from implant obligations | Indicate whether the device is exempted from implant obligations by selecting 'true' or 'false'. EUDAMED, swissdamed: The information must only be indicated for risk class IIB devices where 'Is trade item implantable' (TC ID 1118) = 'TRUE'. In all other cases, this attribute must not be indicated. | false | boolean | 4..5 | 0..1 | No | No |  | 6356 |  | 4718
Yes |  | FLD-UDID-31 | Measuring Function | BasicUDIData | Property defines if the Device has a Measuring Function or not |  | Boolean |  |  | 1 | Y |  | Y |  |  | Y |  | MDRApplicablePropertiesGroup | measuringFunction | Y | Y |  |  | M | - | - | M | - | Yes | MedicalDeviceTradeItemModule | MedicalDeviceInformation | hasDeviceMeasuringFunction | Has device measuring function | Indicate whether the device has a measuring function by selecting 'true' or 'false'. | true | boolean | 4..5 | 0..1 | No | No |  | 6346 |  | 4708
Yes |  | FLD-UDID-32 | Reusable Surgical Instruments | BasicUDIData | Property defines if the Device is a Reusable Surgical Instrument or not. 'Reusable surgical instrument' means an instrument intended for surgical use in cutting, drilling, sawing, scratching, scraping, clamping, retracting, clipping or similar procedures, without a connection to an active device and which is intended by the Manufacturer to be reused after appropriate procedures such as cleaning, disinfection and sterilisation have been carried out. In case of Devices being marked as Implantable (field "Implantable" has value "True" )field Reusable Surgical Instruments has by default value "False" |  | Boolean |  |  | 1 | Y |  | Y | BR-UDID-677 |  | Y |  | MDRApplicablePropertiesGroup | reusable | Y | Y |  |  | M | - | - | M | - | Yes | MedicalDeviceTradeItemModule | MedicalDeviceInformation | isReusableSurgicalInstrument | Is reusable surgical instrument | Indicate whether the surgical instrument is reusable by selecting 'true' or 'false'. 'Reusable surgical instrument' means an instrument intended for surgical use in cutting, drilling, sawing, scratching, scraping, clamping, retracting, clipping or similar procedures, without a connection to an active device and which is intended by the Manufacturer to be reused after appropriate procedures such as cleaning, disinfection and sterilisation have been carried out. | false | boolean | 4..5 | 0..1 | No | No |  | 6359 |  | 4721
Yes |  | FLD-UDID-23 | Tissues and cells - presence of human tissues or cells, or their derivates | BasicUDIData | Property defines if the Device has presence of human tissues or cells or their derivates |  | Boolean |  |  | 1 | Y |  | Y |  |  | Y | Y | DeviceBasicUDIType | humanTissuesCells | Y | Y |  |  | M | - | M | M | M | Yes | HealthcareItemInformationModule | HealthcareItemInformation | doesTradeItemContainHumanTissue | Does trade item contain human tissue | Indicate whether the product contains human tissue by selecting 'TRUE' or 'FALSE'. | FALSE | CodeList | 1..80 | 0..1 | No | No | NonBinaryLogicEnumeration | 6089 |  | 4522
Yes |  | FLD-UDID-18 | Tissues and cells - Presence of animal tissues or Cells, or their derivates | BasicUDIData | Property defines if the Device has presence of animal tissues or cells or their derivates |  | Boolean |  |  | 1 | Y |  | Y |  |  | Y | Y | DeviceBasicUDIType | animalTissuesCells | Y | Y |  |  | M | - | M | M | M | Yes | HealthcareItemInformationModule | HealthcareItemInformation | doesTradeItemContainAnimalTissue | Does trade item contain animal tissue | Indicate whether the device contains animal tissues or cells or their derivates by selecting 'true' or 'false'. | false | boolean | 4..5 | 0..1 | No | No |  | 6384 |  | 4698
Yes |  | FLD-UDID-34 | Tissues and cells - Presence of cells or substances of microbial origin | BasicUDIData | Property defines if the Device contains presence of substances of microbial origin |  | Boolean |  |  | 1 | Y |  | Y |  |  |  | Y | IVDRBasicUDIType | microbialSubstances | Y | Y |  |  | - | - | M | - | M | Yes | HealthcareItemInformationModule | HealthcareItemInformation | doesTradeItemContainMicrobialSubstance | Does trade item contain microbial substance | Indicate whether the device contains tissues, cells, or substances of microbial origin by selecting 'true' or 'false'. | false | boolean | 4..5 | 0..1 | No | No |  | 6383 |  | 4697
Yes |  | FLD-UDID-158 | Presence of substance which, if used separately, may be considered to be a medicinal product | BasicUDIData | Defines if the Device containes substances which may be considered medicinal product |  | Boolean |  |  | 1 | Y |  | Y |  |  | Y |  | MDRBasicUDIType | medicinalProductCheck | Y | Y |  |  | M | - | - | M | - | Yes | MedicalDeviceTradeItemModule | MedicalDeviceInformation | isDeviceMedicinalProduct | Has / is device medicinal product | Indicate whether the device contains substances that may be considered medicinal product by selecting 'true' or 'false'. EUDAMED, swissdamed: If the value 'true' is selected, additional chemical regulation information is required by using the 'Regulated chemical type code' (TC ID 4692) equal to 'MEDICINAL_PRODUCT' together with the related substance information. | false | boolean | 4..5 | 0..1 | No | No |  | 6353 |  | 4715
Yes |  | FLD-UDID-155 | Presence of a substance which , if used separately, may be considered to be a medicinal product derived from human blood or plasma | BasicUDIData | Defines if the Device containes substances which may be considered medicinal product derived from human blood or plasma |  | Boolean |  |  | 1 | Y |  | Y |  |  | Y |  | MDRBasicUDIType | humanProductCheck | Y | Y |  |  | M | - | - | M | - | Yes | HealthcareItemInformationModule | HealthcareItemInformation | doesTradeItemContainHumanBloodDerivative | Does trade item contain human blood derivative | Indicate whether the device contains blood, blood components, or blood products used in the manufacturing by selecting 'TRUE' or 'FALSE'. EUDAMED, swissdamed: If the value 'TRUE' is selected, additional chemical regulation information is required by using the 'Regulated chemical type code' (TC ID 4692) equal to 'HUMAN_PRODUCT' together with the related substance information. | FALSE | CodeList | 1..80 | 0..1 | No | No | NonBinaryLogicEnumeration | 1433 |  | 992
Yes |  | FLD-UDID-36 | Patient Self Testing | BasicUDIData | Property defines if the Device is Self Patient testing device or not. 'Device for self-testing’ means any device intended by the manufacturer to be used by lay persons, including devices used for testing services offered to lay persons by means of information society services; |  | Boolean |  |  | 1 | Y |  | Y |  |  |  | Y | IVDRApplicablePropertiesGroup | selfTesting | Y | Y |  |  | - | - | M | - | M | Yes | MedicalDeviceTradeItemModule | MedicalDeviceInformation | isDevicePatientSelfTesting | Is device patient self testing | Indicate whether the device is for self patient testing by selecting 'true' or 'false'. 'Device for self-testing’ means any device intended by the manufacturer to be used by lay persons, including devices used for testing services offered to lay persons by means of information society services. | false | boolean | 4..5 | 0..1 | No | No |  | 6355 |  | 4717
Yes |  | FLD-UDID-35 | Near Patient Testing | BasicUDIData | Property defines if the Device device is Near Patient testing or not. 'Device for near-patient testing’ means any device that is not intended for self-testing but is intended to perform testing outside a laboratory environment, generally near to, or at the side of, the patient by a health professional; |  | Boolean |  |  | 1 | Y |  | Y |  |  |  | Y | IVDRApplicablePropertiesGroup | nearPatientTesting | Y | Y |  |  | - | - | M | - | M | Yes | MedicalDeviceTradeItemModule | MedicalDeviceInformation | isDeviceNearPatientTesting | Is device near patient testing | Indicate whether the device is for near patient testing by selecting 'true' or 'false'. 'Device for near-patient testing’ means the device is not intended for self-testing but is intended to perform testing outside a laboratory environment, generally near to, or at the side of, the patient by a health professional. | false | boolean | 4..5 | 0..1 | No | No |  | 6354 |  | 4716
Yes |  | FLD-UDID-263 | Professional Testing | BasicUDIData | Property defines if the Device is designed to be used for Professional Testing or not. |  | Boolean |  |  | 1 | Y |  | Y |  |  |  | Y | IVDRApplicablePropertiesGroup | professionalTesting | Y | Y |  |  | - | - | M | - | M | Yes | MedicalDeviceTradeItemModule | MedicalDeviceInformation | isDeviceDesignedForProfessionalTesting | Is device professional testing | Indicate whether the device is for professional testing by selecting 'true' or 'false'. Professional testing are tests to be conducted by a medical professional and not by patients themselves. | true | boolean | 4..5 | 0..1 | No | No |  | 6350 |  | 4712
Yes |  | FLD-UDID-33 | Companion Diagnostic | BasicUDIData | Property defines if the Device corresponds to a device that has a role of Companion Diagnostic device or not. 'Companion diagnostic’ means a device which is essential for the safe and effective use of a corresponding medicinal product to: - identify, before and/or during treatment, patients who are most likely to benefit from the corresponding medicinal product; or - identify, before and/or during treatment, patients likely to be at increased risk of serious adverse reactions as a result of treatment with the corresponding medicinal product. |  | Boolean |  |  | 1 | Y |  | Y |  |  |  | Y | IVDRApplicablePropertiesGroup | companionDiagnostics | Y | Y |  |  | - | - | M | - | M | Yes | MedicalDeviceTradeItemModule | MedicalDeviceInformation | isDeviceCompanionDiagnostic | Is device companion diagnostic | Indicate whether the device has a role as a companion diagnostic by selecting 'true' or 'false'. 'Companion diagnostic’ means a device which is essential for the safe and effective use of a corresponding medicinal product to identify, before and/or during treatment: - patients who are most likely to benefit from the corresponding medicinal product, - patients likely to be at increased risk of serious adverse reactions as a result of treatment with the corresponding medicinal product. | false | boolean | 4..5 | 0..1 | No | No |  | 6349 |  | 4711
Yes |  | FLD-UDID-262 | Reagent | BasicUDIData | Property defines if the Device is a reagent or not. |  | Boolean |  |  | 1 | Y |  | Y |  |  |  | Y | IVDRApplicablePropertiesGroup | reagent | Y | Y |  |  | - | - | M | - | M | Yes | MedicalDeviceTradeItemModule | MedicalDeviceInformation | isDeviceReagent | Is device reagent | Indicate whether the device is a reagent by selecting 'true' or 'false'. | false | boolean | 4..5 | 0..1 | No | No |  | 6348 |  | 4710
Yes |  | FLD-UDID-264 | Instrument | BasicUDIData | Property defines if the Device is an Instrument or not. |  | Boolean |  |  | 1 | Y |  | Y |  |  |  | Y | IVDRApplicablePropertiesGroup | instrument | Y | Y |  |  | - | - | M | - | M | Yes | MedicalDeviceTradeItemModule | MedicalDeviceInformation | isDeviceInstrument | Is device instrument | Indicate whether the device is an instrument to be used in a procedure by selecting 'true' or 'false'. | true | boolean | 4..5 | 0..1 | No | No |  | 6351 |  | 4713
No | Group line | FLD-UDID-50 | Clinical Investigations associated to the Basic UDI | BasicUDIData | References the Clinical Investigation Link, storing the details of Clinical Investigations associated to the Basic UDI-DI |  | Clink |  |  | 0..n |  |  | Y | BR-UDID-98 | Y (Add, Delete) | Y | Y | DeviceBasicUDIType | clinicalInvestigationLinks | Y | Y |  |  | O | - | O | O | O | No | CertificationInformationModule | CertificationInformationModule | CertificationInformation | Certification information | Information on certification standards to which the trade item, or the process by which it is manufactured, sourced or supplied complies. |  | Class |  | 0..* | No | Yes |  | 664 |  | 300
Yes |  | FLD-UDID-51 | Clinical Investigation/Performance study reference Number | Clink | When registering the Device - where applicable, the single identification number of the clinical investigation or investigations conducted in relation to the device, must be provided. Field stores the Clinical Investigation Number provided by the user when the Clinical Investigation is not registered in EUDAMED |  | String |  |  | 1 Occurrence applicable if Clinical Investigations are provided (FLD-UDID-50) |  |  | Y |  |  | Y | Y | ClinialInvestigationLinkType | clinicalInvestigationReference | Y | Y |  |  | O | - | O | O | O | No | CertificationInformationModule | Certification | certificationValue | Certification value | Indicate the A) number of the certificate provided by a notified body and/or B) reference number of the clinical investigation of the medical device. EUDAMED: A) Device certificate information For Regulation Device (MDR / IVDR) indicate device certificate information only in case of high risk class devices, i.e. -- MDR Class III all devices -- MDR Class IIb Implantable (TC ID 1118='TRUE', but TC ID 4718='false') -- IVDR Class D or C all devices -- IVDR Class B with Self-testing (TC ID 4717='true') or Near patient testing (TC ID 4716='true'). Additionally, the 'Notified Body: Code / number (NANDO)' (TC ID 239) must be indicated together with 'Certification standard' (TC ID 245). Note: If the certification value / certificate number is not yet known, indicate 'XXX' as default value, since this attribute is mandatory whenever Certification Information is used. Mandatory for Legacy Device (MDD / AIMDD / IVDD): Indicate the value for every certificate separately. B) Clinical investigation / performance study Use this attribute only for Clinical Investigation which is not registered in EUDAMED/swissdamed. Indicate the Clinical Investigation/Performance study reference number together with 'Certification identification' (TC ID 253) using the default value 'CLINK' and 'Certification value' (TC ID 246). | XYZ4711 | string | 1..200 | 1..1 | No | No |  | 685 | 684 | 246 | 253
Yes |  | FLD-UDID-51 | Clinical Investigation/Performance study reference Number | Clink | When registering the Device - where applicable, the single identification number of the clinical investigation or investigations conducted in relation to the device, must be provided. Field stores the Clinical Investigation Number provided by the user when the Clinical Investigation is not registered in EUDAMED |  | String |  |  | 1 Occurrence applicable if Clinical Investigations are provided (FLD-UDID-50) |  |  | Y |  |  | Y | Y | ClinialInvestigationLinkType | clinicalInvestigationReference | Y | Y |  |  | O | - | O | O | O | No | CertificationInformationModule | Certification | certificationIdentification | Certification identification | Indicate, where applicable, a reference issued A) to confirm that something has passed for certification provided by a notified body and/or B) for a clinical investigation / performance study of the medical device. EUDAMED: A) Device certificate information For Regulation Device (MDR / IVDR) indicate device certificate information only in case of high risk class devices, i.e. -- MDR Class III all devices -- MDR Class IIb implantable (TC ID 1118='TRUE', but TC ID 4718='false') -- IVDR Class D or C all devices -- IVDR Class B with self-testing (TC ID 4717='true') or near patient testing (TC ID 4716='true') Use in combination with 'Certification value' (TC ID 246), 'Notified Body: Code / number (NANDO)' (TC ID 239) and 'Certification standard' (TC ID 245). For Legacy Device (MDD / AIMDD / IVDD): Indicate the value for every certificate separately. B) Clinical investigation / performance study Use this attribute only for Clinical Investigation which is not registered in EUDAMED/swissdamed. For Clinical Investigation/Performance study indicate the default value 'CLINK' together with the reference in 'Certificate value' (TC ID 246). | CLINK | string | 1..120 | 0..1 | No | No |  | 684 | 685 | 253 | 246
Yes |  | FLD-UDID-300 | Countries outside EU where Clinical Investigation is performed | Clink | List of Countries where the Clinical Investigation has been performed. Field is optional and can be provided only for Clinical Investigations performed Outside EU (Non EU Countries only). If provided, the Clinical Investigation is considered to be NonEU Clinical Investigation | ENUM_MDR_COUNTRY | Country [EUDAMED- Common Entities] |  |  | 0..n Occurrence applicable if Clinical Investigations are provided (FLD-UDID-50) |  |  | Y |  |  | Y | Y | ClinicalInvestigationLinkType | nonEUApplicableCountries | Y | Y |  |  | O | - | O | O | O | No | CertificationInformationModule | Certification | certificationExecutionCountryCode | Certification execution country code | Indicate the country where the certification is performed. EUDAMED: This attribute only applies to NonEU clinical investigation. For clinical investigation / performance study only indicate countries outside EU. Select a country code from the code list which is restricted to Non-EU countries. The attribute 'Certification execution country code' is used in combination with 'Certificate value' (TC ID 246) and 'Certification identification' (TC ID 253) using the default value 'CLINK'. | 756 | CodeList | 1..80 | 0..* | No | Yes | CountryCode based on the ISO 3166-1 | 6387 | 684, 685 | 4693 | 246, 253
No | Group line | FLD-UDID-39 | Device Certificate Information associated with the Device | BasicUDIData | References the Device Certificate Information completed together with the registration of the Device When registering the Device , Device Certificate information is required when the Regulation Device is covered by a Product Certificate (required to provide the Notified Body and optional Certificate Number and Certificate Date) |  | DeviceCertificateInformation |  |  | 0..1 |  |  |  | BR-UDID-109 BR-UDID-110 |  | Y | Y | BasicUDIType | deviceCertificatesLinks | Y | Y |  |  | CM | - | CM | M | M | No | CertificationInformationModule | CertificationInformationModule | CertificationInformation | Certification information | Information on certification standards to which the trade item, or the process by which it is manufactured, sourced or supplied complies. |  | Class |  | 0..* | No | Yes |  | 664 |  | 300
Yes |  | FLD-UDID-60 | Certificate Type | DeviceCertificateInformation | When registering the Device, for Devices covered by Product certificates, user will have to provide identification details of the Product Certificate covering the Device. Property defines the type of Product Certificate associate with the Device. In case of Legacy Devices, identification information about Directive Certificates covering the Devices is required to be provided | Enum_UDI_Device_Certificate_Info_CertTypes | Enum |  |  | 1 Occurrence applicable if Device Certificate Information is provided (FLD-UDID-39) |  |  | Y | BR-UDID-109 BR-UDID-110 |  | Y | Y | DeviceCertificateLinkType | certificateType |  | Y |  |  | CM | - | CM | M | M | No | CertificationInformationModule | CertificationInformation | certificationStandard | Certification standard | Indicate the certification standard of the certificate, e.g. 'MDR_TYPE_EXAMINATION'. EUDAMED: Select code(s) from Local Code List (LCL) for 'Certification standard'. For Regulation Device (MDR / IVDR) indicate device certificate information only in case of high risk class devices, i.e. -- MDR Class III all devices -- MDR Class IIb implantable (TC ID 1118='TRUE', but TC ID 4718='false') -- IVDR Class D or C all devices -- IVDR Class B with self-testing (TC ID 4717='true') or near patient testing (TC ID 4716='true') Depending on the risk class, a specific 'Certificate standard' must be indicitated; please refer to the related business rules. Use in combination with 'Certification value' (TC ID 246) and 'Notified Body: Code / number (NANDO)' (TC ID 239). For Legacy Devices (MDD / AIMDD / IVDD): Indicate this information for each certificate separately. | MDR_TECHNICAL_DOCUMENTATION | string | 1..200 | 0..1 | No | No | GDSN LCL for certificationStandard | 667 |  | 245
Yes |  | FLD-UDID-61 | Certificate Number | DeviceCertificateInformation | When registering the Device, for Devices covered by Product certificates, user will have to provide identification details of the Product Certificate covering the Device. Property stores the Certificate Number of the Product Certificate |  | String | XS |  | 0..1 Occurrence applicable if Device Certificate Inforamtion is provided (FLD-UDID-39) |  |  | Y | BR-UDID-109 BR-UDID-110 |  | Y | Y | DeviceCertificateLinkType | certificateNumber | Y | Y |  |  | CM | - | CM | M | M | No | CertificationInformationModule | Certification | certificationValue | Certification value | Indicate unique identification (ID) that provides a trade item's certification standard value, official licensing number or identification which proves that a product/process has passed the certification procedure. EUDAMED: A) Device certificate information For Regulation Device (MDR / IVDR) indicate device certificate information only in case of high risk class devices, i.e. -- MDR Class III all devices -- MDR Class IIb Implantable (TC ID 1118='TRUE', but TC ID 4718='false') -- IVDR Class D or C all devices -- IVDR Class B with Self-testing (TC ID 4717='true') or Near patient testing (TC ID 4716='true'). Additionally, the 'Notified Body: Code / number (NANDO)' (TC ID 239) must be indicated together with 'Certification standard' (TC ID 245). Note: If the certification value / certificate number is not yet known, indicate 'XXX' as default value, since this attribute is mandatory whenever Certification Information is used. Mandatory for Legacy Device (MDD / AIMDD / IVDD): Indicate the value for every certificate separately. B) Clinical investigation / performance study Use this attribute only for Clinical Investigation which is not registered in EUDAMED/swissdamed. Indicate the Clinical Investigation/Performance study reference number together with 'Certification identification' (TC ID 253) using the default value 'CLINK' and 'Certification value' (TC ID 246). | ABC4711 | string | 1..200 | 1..1 | No | No |  | 685 |  | 246
Yes |  | FLD-UDID-62 | Revision Number | DeviceCertificateInformation | When registering the Device, for Devices covered by Product certificates, user will have to provide identification details of the Product Certificate covering the Device. Property stores the Certificate Revision Number of the Product Certificate |  | String | XS |  | 0..1 Occurrence applicable if Device Certificate Information is provided (FLD-UDID-39) |  |  | Y | BR-UDID-109 BR-UDID-110 |  | Y | Y | DeviceCertificateLinkType | certificateRevisionNumber | Y | Y |  |  | O | - | O | O | O | No | CertificationInformationModule | CertificationInformation | certificationIdentification | Certification identification | Indicate, where applicable, a reference issued A) to confirm that something has passed for certification provided by a notified body and/or B) for a clinical investigation / performance study of the medical device. EUDAMED: A) Device certificate information For Regulation Device (MDR / IVDR) indicate device certificate information only in case of high risk class devices, i.e. -- MDR Class III all devices -- MDR Class IIb implantable (TC ID 1118='TRUE', but TC ID 4718='false') -- IVDR Class D or C all devices -- IVDR Class B with self-testing (TC ID 4717='true') or near patient testing (TC ID 4716='true') Use in combination with 'Certification value' (TC ID 246), 'Notified Body: Code / number (NANDO)' (TC ID 239) and 'Certification standard' (TC ID 245). For Legacy Device (MDD / AIMDD / IVDD): Indicate the value for every certificate separately. B) Clinical investigation / performance study Use this attribute only for Clinical Investigation which is not registered in EUDAMED/swissdamed. For Clinical Investigation/Performance study indicate the default value 'CLINK' together with the reference in 'Certificate value' (TC ID 246). | REV2.01 | string | 1..200 | 0..1 | No | No |  | 684 |  | 253
Yes |  | FLD-UDID-63 | Notified Body | DeviceCertificateInformation | When registering the Device, for Devices covered by Product certificates, user will have to provide identification details of the Product Certificate covering the Device. Property stores the reference to the Notified Body that issued the Product Certificate |  | Actor - Notified Body - FLD-ACT-001 [Actor- Actor] |  |  | 1 Occurrence applicable if Device Certificate Information is provided (FLD-UDID-39) |  |  | Y | BR-UDID-109 BR-UDID-110 |  | Y | Y | DeviceCertificateLinkType | NBActorCode | Y | Y |  |  | CM | - | CM | M | M | No | CertificationInformationModule | CertificationInformation | additionalCertificationOrganisationIdentifier | Notified Body: Code / number (NANDO) | Indicate the Notified Body (= certification organisation), e.g. EU Notified Body (code = 'EU_NOTIFIED_BODY_NUMBER') and its number, e.g. '0123' (for TÜV SÜD), see https://webgate.ec.europa.eu/single-market-compliance-space/notified-bodies Use in combination with 'Certification value' (TC ID 246) and other Certification Information. EUDAMED: For Regulation Device (MDR / IVDR) indicate device certificate information only in case of high risk class devices, i.e. -- MDR Class III all devices -- MDR Class IIb Implantable (TC ID 1118='TRUE', but TC ID 4718='false' -- IVDR Class D or C all devices -- IVDR Class B with Self-testing (TC ID 4717='true') or Near patient testing (TC ID 4716='true') Use in combination with 'Certification value' (TC ID 246) together with 'Certification standard' (TC ID 245). For Legacy Device (MDD / AIMDD / IVDD) indicate the value for every certificate separately. | 0123 | string | 1..80 | 0..* | No | Yes | AdditionalPartyIdentificationTypeCode | 668 | 669 | 239 | 239
Yes |  | FLD-UDID-64 | Expiry Date | DeviceCertificateInformation | When registering the Device, for Devices covered by Product certificates, user will have to provide identification details of the Product Certificate covering the Device. Property stores the Certificate Expiry Date of the Product Certificate. In case of Legacy Devices, identification information about Directive Certificates covering the Devices is required to be provided |  | Date |  |  | 1 Occurrence applicable if Device Certificate Information is provided (FLD-UDID-39) Field is required for Legacy Devices |  |  | Y |  |  | Y | Y | DeviceCertificateLinkType | expiryDate | Y | Y |  |  | - | - | - | M | M | No | CertificationInformationModule | Certification | certificationEffectiveEndDateTime | Certification effective end date time | Indicate the date and time upon which the certification is no longer effective. This attribute is used in combination with Certification value (TC ID 246) and other Certification Information. EUDAMED: For Regulation Device (MDR / IVDR) this information is not required and will be issued by the Notified Body. Mandatory for Legacy Device (MDD / AIMDD / IVDD): Indicate the date for each certificate separately. | 31.12.2031 00:00:00 | dateTime | 1..24 | 0..1 | No | No |  | 682 |  | 251
No | Headline | UDI-DI Attributes | [13 empty] | Y | Y |  |  | Y |  | Y |  | x | x | x | x | x | - | UDI-DI Attributes |  |  |  |  | For all items with tradeItemUnitDescriptorCode (66) = "BASE_UNIT_OR_EACH"
Yes | Link based on GMN or [B-] + GTIN | FLD-UDID-145 | Basic UDI-DI Identifier | UDIData | Reference to the Basic UDI-DI to which the Device is associated. |  | Basic UDI-DI FLD-UDID-14, FLD-UDID-01 [DD Basic UDI] |  |  | 1 |  |  | Y |  |  | Y | Y | UDIDIDataType | basicUDIIdentifier | Y |  | Y |  | M | M | M | M | M | Yes | TradeItemCore | GlobalModelInformation | globalModelNumber | Global Model Number (GMN) | Indicate the GS1 Global Model Number (GMN), which is the GS1 identification key used to identify a product model or product family based on attributes common to the model or family, as defined by industry or regulation. Once assigned to a specific product model or product family, this GS1 identification key SHALL NOT be reissued to another. The GMN SHALL NOT be used to identify a trade item. EUDAMED, swissdamed: Indicate the GMN for the Basic UDI-DI Code under regulatory act MDR or IVDR. | 7612345GOLDENtest19JG | string | 1..30 | 1..1 | No | No |  | 6399 |  | 4767
Yes |  | FLD-UDID-178 | (Master) UDI-DI code | UDIData | The UDI-DI is a unique numeric or alphanumeric code specific to a device and that is also used as the 'access key' to information stored in a UDI database. |  | String | XS |  | 1 | Y |  | Y | BR-UDID-003 BR-UDID-645 |  | Y | Y | DIIdentififierType | DIcode |  |  | Y |  | M | M | M | - | - | Yes | TradeItemCore | TradeItem | gtin | Trade item identification: GTIN | Indicate the GTIN (Global Trade Item Number). If the GTIN consists of less than 14 digits, fill in the value with leading zeros. The GTIN is the GS1 key used to uniquely identify a trade item (also for re- or transport packagings). | 07612345778327 | GTIN | 14..14 | 1..1 | No | No |  | 67 |  | 3059
Auto-populated | Default "GS1" based on GTIN | FLD-UDID-291 | Issuing Entity (Master) UDI-DI | UDIData | Assigned Issuing Entities that will generate the DI Codes allocated for all DI`s inside Eudamed (Basic UDI DI, UDI-DI, Unit of Use DI, Secondary Di , Package level DI). The Commission shall designate one or several entities to operate a system for assignment of UDIs ('issuing entity') | ENUM_MDR_IssuingEntity | Enum |  |  | 1 |  |  | Y |  |  | Y | Y | DIIdentififierType | issuingEntityCode |  |  | Y |  | M | M | M | - | - | Yes |  |  |  |  | (default "GS1" based on GTIN) | [7 empty] | N/A |  | N/A
Yes |  | FLD-UDID-342 | UDI-DI / EUDAMED ID code | UDIDeviceData | The UDI-DI is a unique numeric or alphanumeric code specific to a device and that is also used as the 'access key' to information stored in a UDI database. The EUDAMED ID is the primary identifier of device for a Legacy Device. A Legacy Device can have as identifier for the Device - either a UDI-DI or (in case an UDI-DI is not assigned) a EUDAMED ID. The EUDAMED ID is generated automatically based on the EUDAMED DI (when UDI-DI is not provided) |  | String | XS |  | 1 Either UDI-DI or EUDAMED ID is required | Y |  | Y | BR-UDID-003 BR-UDID-640 BR-UDID-641 BR-UDID-643 BR-UDID-645 |  | Y | Y | DIIdentififierType | DIcode | Y |  | Y |  | - | - | - | M | M | Yes | TradeItemCore | TradeItem | gtin | Trade item identification: GTIN | Indicate the GTIN (Global Trade Item Number). If the GTIN consists of less than 14 digits, fill in the value with leading zeros. The GTIN is the GS1 key used to uniquely identify a trade item (also for re- or transport packagings). | 07612345778327 | GTIN | 14..14 | 1..1 | No | No |  | 67 |  | 3059
Auto-populated | Default "GS1" based on GTIN | FLD-UDID-341 | Issuing Entity UDI-DI / EUDAMED ID | UDIDeviceData | Assigned Issuing Entities that will generate the DI Codes allocated for all DI`s inside Eudamed (Basic UDI DI, UDI-DI, Unit of Use DI, Secondary Di , Package level DI). The Commission shall designate one or several entities to operate a system for assignment of UDIs ('issuing entity') Issuing Entity for the EUDAMED ID is by default EUDAMED | ENUM_MDR_IssuingEntity | Enum |  |  | 1 Either UDI-DI or EUDAMED ID is required |  |  | Y | BR-UDID-644 |  | Y | Y | DIIdentififierType | issuingEntityCode | Y |  | Y |  | - | - | - | M | M | Yes |  |  |  |  | (default "GS1" based on GTIN) | [7 empty] | N/A |  | N/A
Yes |  | FLD-UDID-136 | Secondary (Master) UDI - DI code | UDIData | Secondary UDI DI Code - reference to the Secondary UDI-DI registered for the current UDI-DI . Additional DI associated to this UDI-DI. Only one Secondary UDI-DI (Additional UDI-DI) can be associated to a UDI-DI |  | String | XS |  | 0..1 |  |  | Y | BR-UDID-03 BR-UDID-20 | Y (Add) Can be provided later on if initially not provided | Y | Y | UDIDIDataType | secondaryIdentifier (DIIdentififierType->DIcode) |  |  | Y |  | O | O | O | - | - | Yes | TradeItemCore | TradeItem/additionalTradeItemIdentification | additionalTradeItemIdentification | Additional trade item identification type / value | Indicate the additional trade item identification, for instance to cross-reference the vendors internal trade item number to the GTIN in a one to one relationship. The attribute 'Additional trade item identification value' is used in combination with 'Additional trade item identification type code' (TC ID 3060). EUDAMED, swissdamed: For the Basic UDI-DI, indicate either the value or internal reference of the Device Model by using code 'MODEL_NUMBER' in this attribute or the descriptive Device Name under 'Global model description' (TC ID 4768). For the UDI-DI, indicate the internal article number of the Manufacturer/Producer as mentioned on the label by using code 'MANUFACTURER_PART_NUMBER'. Only if applicable during transition of the Issuing Agency: Indicate the Secondary UDI-DI Code by using 'HIBC', 'ICCBBA', 'PPN' or 'PZN' for 'Additional trade item identification type code' (TC ID 3060). | +A123B45678C | string | 1..80 | 0..* | NA | NA | AdditionalTradeItemIdentificationTypeCode | 68 | 69 | 3060 | 3060
Yes |  | FLD-UDID-293 | Issuing Entity Secondary (Master) UDI-DI | UDIData | Assigned Issuing Entities that will generate the DI Codes allocated for all DI`s inside Eudamed (Basic UDI DI, UDI-DI, Unit of Use DI, Secondary Di , Package level DI). The Commission shall designate one or several entities to operate a system for assignment of UDIs ('issuing entity') | ENUM_MDR_IssuingEntity | Enum |  |  | 0..1 |  |  | Y |  | Y (Add) Can be provided later on if initially not provided | Y | Y | DIIdentififierType | issuingEntityCode |  |  | Y |  | O | O | O | - | - | Yes | TradeItemCore | TradeItem/additionalTradeItemIdentification | additionalTradeItemIdentificationTypeCode | Additional trade item identification type / value | Indicate the additional trade item identification, for instance to cross-reference the vendors internal trade item number to the GTIN in a one to one relationship. The attribute 'Additional trade item identification value' is used in combination with 'Additional trade item identification type code' (TC ID 3060). EUDAMED, swissdamed: For the Basic UDI-DI, indicate either the value or internal reference of the Device Model by using code 'MODEL_NUMBER' in this attribute or the descriptive Device Name under 'Global model description' (TC ID 4768). For the UDI-DI, indicate the internal article number of the Manufacturer/Producer as mentioned on the label by using code 'MANUFACTURER_PART_NUMBER'. Only if applicable during transition of the Issuing Agency: Indicate the Secondary UDI-DI Code by using 'HIBC', 'ICCBBA', 'PPN' or 'PZN' for 'Additional trade item identification type code' (TC ID 3060). | HIBCC | CodeList | 1..80 | 1..1 | No | No | AdditionalTradeItemIdentificationTypeCode | 69 | 68 | 3060 | 3060
Yes |  | FLD-UDID-163 | Reference / Catalogue Number | UDIData | Property stores the Reference or Catalogue Number of the Device |  | String | XS |  | 1 | Y |  | Y |  |  | Y | Y | UDIDIDataType | referenceNumber | Y |  | Y |  | M | M | M | M | M | Yes | TradeItemCore | TradeItem/additionalTradeItemIdentification | additionalTradeItemIdentification | Additional trade item identification type / value | Indicate the additional trade item identification, for instance to cross-reference the vendors internal trade item number to the GTIN in a one to one relationship. The attribute 'Additional trade item identification value' is used in combination with 'Additional trade item identification type code' (TC ID 3060). EUDAMED, swissdamed: For the Basic UDI-DI, indicate either the value or internal reference of the Device Model by using code 'MODEL_NUMBER' in this attribute or the descriptive Device Name under 'Global model description' (TC ID 4768). For the UDI-DI, indicate the internal article number of the Manufacturer/Producer as mentioned on the label by using code 'MANUFACTURER_PART_NUMBER'. Only if applicable during transition of the Issuing Agency: Indicate the Secondary UDI-DI Code by using 'HIBC', 'ICCBBA', 'PPN' or 'PZN' for 'Additional trade item identification type code' (TC ID 3060). | MANUFACTURER_PART_NUMBER / Compl_MDR_IIb_referenceNumber | string | 1..80 | 0..* | NA | NA | AdditionalTradeItemIdentificationTypeCode | 68 | 69 | 3060 | 3060
No | Group line | FLD-UDID-138 | Direct Marking UDI-DI code | UDIData | Direct Marking UDI-DI - is the DI with which the Device (UDI-DI) is marked directly Field is mandatory when the Device is directly marked ( (Is the Device Directly marked is true). The value of the field is a DI - either the current UDI-DI (of the current device) or a different UDI-DI. Information about the Direct Marking DI can be provided together with the first registration of the Device or at a later stage |  | String | XS |  | 0..1 | Y |  | Y | BR-UDID-03 BR-UDID-639 | Y (Add) Can be provided later on if initially not provided | Y | Y | deviceMarkingTypeChoice | directMarkingDI (DIIdentififierType->DIcode) |  |  | Y |  | O | - | O | - | - | Yes | MedicalDeviceTradeItemModule | MedicalDeviceInformation | directPartMarkingIdentifier | Direct part marking identifier | A number or marking placed directly on the medical device. |  | Class | 1..80 | 0..* | No | Yes |  | 6095 |  | 4525
Yes |  | FLD-UDID-138 | Direct Marking UDI-DI code | UDIData | Direct Marking UDI-DI - is the DI with which the Device (UDI-DI) is marked directly Field is mandatory when the Device is directly marked ( (Is the Device Directly marked is true). The value of the field is a DI - either the current UDI-DI (of the current device) or a different UDI-DI. Information about the Direct Marking DI can be provided together with the first registration of the Device or at a later stage |  | String | XS |  | 0..1 | Y |  | Y | BR-UDID-03 BR-UDID-639 | Y (Add) Can be provided later on if initially not provided | Y | Y | deviceMarkingTypeChoice | directMarkingDI (DIIdentififierType->DIcode) |  |  | Y |  | O | - | O | - | - | Yes | MedicalDeviceTradeItemModule | MedicalDeviceInformation | directPartMarkingIdentifier | Direct marking DI code | Indicate the Direct marking UDI-DI (= GTIN) that is physically marked on the device (e.g. printed or laser-engraved). It enables hospitals and clinical staff to identify and document a single device used for a patient after it has been unpacked, reprocessed, cleaned, or sterilised. This attribute is used in combination with 'Direct marking DI issuing agency code' (TC ID 4527) equal to 'GS1'. EUDAMED: The attribute is required when the device is directly marked. May be provided at initial registration or later. Format: 14 digit GTIN. The GTIN value can represent either the current UDI-DI code (GTIN of the current BASE_UNIT_OR_EACH item) or a different GTIN. It is not allowed to use 'Direct marking DI code' when 'Unit of use DI code' (TC ID 3223) is indicated [BR-UDID-023]. | 07612345778167 | Identifier | 1..80 | 0..* | No | Yes |  | 6095 | 6096 | 4526 | 4527
Yes |  | FLD-UDID-294 | Issuing Entity Direct marking DI | UDIData | Assigned Issuing Entities that will generate the DI Codes allocated for all DI`s inside Eudamed (Basic UDI DI, UDI-DI, Unit of Use DI, Secondary Di , Package level DI). The Commission shall designate one or several entities to operate a system for assignment of UDIs ('issuing entity'). | ENUM_MDR_IssuingEntity | Enum |  |  | 0..1 |  |  | Y |  | Y (Add) Can be provided later on if initially not provided | Y | Y | DIIdentififierType | issuingEntityCode |  |  | Y |  | O | - | O | - | - | Yes | MedicalDeviceTradeItemModule | directPartMarkingIdentifier/Identifier | identificationSchemeAgencyCode | Direct marking DI issuing agency code | Indicate, in case of 'Direct marking DI code', the 'Issuing agency code' with the default value 'GS1'. This attribute is used in combination with 'Direct marking DI code' (TC ID 4526). | GS1 | string | 1..80 | 0..1 | No | Yes |  | 6096 | 6095 | 4527 | 4526
Yes |  | FLD-UDID-151 | Quantity of Device | UDIData | The base quantity in which the Device is provided. Field has a default value 1. |  | Number |  |  | 1 |  |  | Y |  |  | Y | Y | DeviceUDIDIDataType | baseQuantity |  |  | Y |  | M | - | M | - | - | Yes | MedicalDeviceTradeItemModule | MedicalDeviceInformation | udidDeviceCount | UDID device count | Indicate the count of medical devices which are contained inside the base item for regulatory purposes. This information is part of the UDID regulatory requirements and is populated at the lowest level of a hierarchy. | 10 | nonNegativeInteger | 1..70 | 0..1 | No | No |  | 1583 |  | 4166
No | Group line | FLD-UDID-135 | Unit of Use DI code | UDIData | Unit of Use DI - reference to the Unit of Use DI applicable for the current UDI-DI (Device Identifier). A virtual identifier assigned to an individual medical device when a Unique Device Identifier (UDI) is not labeled on the individual device at the level of its unit of use. Its purpose is to associate the use of a device to/on a patient when a base package contains more than one device. Field can be provided when the value of the field Direct marking (Is the Device Directly marked) is false and Quantity of Device is more than 1. Information about the Unit of Use DI can be provided together with the first registration of the Device or at a later stage |  | String | XS |  | 0..1 | Y |  | Y | BR-UDID-03 | Y (Add) Can be provided later on if initially not provided | Y | Y | deviceMarkingTypeChoice | unitOfUseIdentifier (DIIdentififierType->DIcode) |  |  | Y |  | O | - | O | - | - | Yes | TradeItemCore | TradeItemComponents | componentInformation | Unit of use identifier | A constituent part of a trade item that is below the item (i.e. below the BASE_UNIT_OR_EACH level). EUDAMED, swissdamed: This class of 'component information' is only used to indicate the 'Unit of use DI code' (TC ID 3223). |  | Class |  | 0..* |  |  |  | 319 |  | 3239
Yes |  | FLD-UDID-135 | Unit of Use DI code | UDIData | Unit of Use DI - reference to the Unit of Use DI applicable for the current UDI-DI (Device Identifier). A virtual identifier assigned to an individual medical device when a Unique Device Identifier (UDI) is not labeled on the individual device at the level of its unit of use. Its purpose is to associate the use of a device to/on a patient when a base package contains more than one device. Field can be provided when the value of the field Direct marking (Is the Device Directly marked) is false and Quantity of Device is more than 1. Information about the Unit of Use DI can be provided together with the first registration of the Device or at a later stage |  | String | XS |  | 0..1 | Y |  | Y | BR-UDID-03 | Y (Add) Can be provided later on if initially not provided | Y | Y | deviceMarkingTypeChoice | unitOfUseIdentifier (DIIdentififierType->DIcode) |  |  | Y |  | O | - | O | - | - | Yes | TradeItemCore | TradeItemComponents | componentIdentification | Unit of use DI code | Indicate the Unit of use DI code, which is a virtual identifier for an individual medical device when no UDI is marked at the unit level. It enables hospitals and clinical staff to identify and document a single device used for a patient when the UDI is only assigned at a higher packaging level (e.g. a box containing multiple devices). The code does not appear on the label. This attribute is used in combination with 'Component sequence number' (TC ID 3218) equal to 1 and 'Issuing agency code' (TC ID 3224) equal to 'GS1'. EUDAMED, swissdamed: Required for EU MDR/IVDR only if 'Direct part marking identifier' (TC ID 4526) is NOT used and the UDI-DI contains more than one device, i.e. 'UDID device count' (TC ID 4166) is greater than 1. Not allowed if 'UDID device count' (TC ID 4166) equals 1 [BR-UDID-023]. May be provided at initial registration or later. Format: 14 digit GTIN. | 07612345778358 | Identifier | 1..80 | 0..1 | No | No |  | 325 | 322, 326 | 3223 | 3224, 3218, 3224
Yes |  | FLD-UDID-135 | Unit of Use DI code | UDIData | Unit of Use DI - reference to the Unit of Use DI applicable for the current UDI-DI (Device Identifier). A virtual identifier assigned to an individual medical device when a Unique Device Identifier (UDI) is not labeled on the individual device at the level of its unit of use. Its purpose is to associate the use of a device to/on a patient when a base package contains more than one device. Field can be provided when the value of the field Direct marking (Is the Device Directly marked) is false and Quantity of Device is more than 1. Information about the Unit of Use DI can be provided together with the first registration of the Device or at a later stage |  | String | XS |  | 0..1 | Y |  | Y | BR-UDID-03 | Y (Add) Can be provided later on if initially not provided | Y | Y | deviceMarkingTypeChoice | unitOfUseIdentifier (DIIdentififierType->DIcode) |  |  | Y |  | O | - | O | - | - | Yes | TradeItemCore | ComponentInformation | componentNumber | Component sequence number | Indicate, in case of 'Unit of use DI code', the 'Component sequence number' with the default value 1. This attribute is used in combination with 'Unit of use DI code' (TC ID 3223) and 'Issuing agency code' (TC ID 3224) equal to 'GS1'. | 1 | nonNegativeInteger | 1..70 | 1..1 | No | No |  | 322 | 325, 326 | 3218 | 3223
Yes |  | FLD-UDID-292 | Issuing Entity Unit of Use DI | UDIData | Assigned Issuing Entities that will generate the DI Codes allocated for all DI`s inside Eudamed (Basic UDI DI, UDI-DI, Unit of Use DI, Secondary Di , Package level DI). The Commission shall designate one or several entities to operate a system for assignment of UDIs ('issuing entity') Issuing Entity for Unit of Use DI can differ from the one of the UDI-DI. | ENUM_MDR_IssuingEntity | Enum |  |  | 0..1 |  |  | Y |  | Y (Add) Can be provided later on if initially not provided | Y | Y | DIIdentififierType | issuingEntityCode |  |  | Y |  | O | - | O | - | - | Yes | TradeItemCore | TradeItemComponents | identificationSchemeAgencyCode | Unit of use DI issuing agency code | Indicate, in case of 'Unit of use DI code', the 'Issuing agency code' with the default value 'GS1'. This attribute is used in combination with 'Unit of use DI code' (TC ID 3223) and 'Component sequence number' (TC ID 3218) equal to 1. | GS1 | string | 1..80 | 0..1 | No | No |  | 326 | 325, 322 | 3224 | 3223
Yes |  | FLD-UDID-148 | Type of UDI-PI | UDIData | Reference to the Types of UDI-PI (production Identifiers) applicable for the current Device (UDI-DI). Defines the way the production is controled | ENUM_UDID_ProductionIdentifier | Enum |  |  | 1..n |  |  | Y | BR-UDID-131 | Y (Add; Delete) | Y | Y | UDIDIDataType | productionIdentifier |  |  | Y |  | M | M | M | - | - | Yes | MedicalDeviceTradeItemModule | MedicalDeviceInformation | uDIProductionIdentifierTypeCode | UDI production identifier type code | Indicate the applicable production identifier(s) used on the label of the medical device to control the product as relevant under the Unique Device Identification (UDI) rules, by using the corresponding code(s) from the code list 'UDIProductionIdentifierTypeCode'. Example: Example: Expiry Date, Manufacturing Date, Serial Number, Lot (or batch) Number, etc. | BATCH_NUMBER | CodeList | 1..80 | 0..1 | No | No | UDIProductionIdentifierTypeCode | 6364 |  | 4723
Yes |  | FLD-UDID-149 | Nomenclature code | UDIData | The Device Nomenclature Code(s) associated with the UDI-DI. The corresponding EMDN Nomenclature Code will be stored in the field | EMDN Nomenclature | Enum |  |  | 1..n | Y |  | Y | BR-UDID- 636 | Y (Add; Delete) | Y | Y | UDIDIDataType | MDNCodes | Y |  | Y |  | M | M | M | M | M | Yes | TradeItemCore | AdditionalTradeItemClassification | additionalTradeItemClassificationCodeValue | Additional trade item classification code value | Indicate the category code based on alternate classification schema chosen in addition to GS1 classification schema. This attribute is used in combination with 'Additional Trade item classification system code' (TC ID 3131). EUDAMED, swissdamed: For EU MDR/IVDR Risk class) indicate one of the following values: EU_CLASS_I, EU_CLASS_IIA, EU_CLASS_IIB, EU_CLASS_III, EU_CLASS_A, EU_CLASS_B, EU_CLASS_C, EU_CLASS_D together with code '76' in 'Additional trade item classification system code' (TC ID 3131). For EU Directive MDD/AIMDD/IVDD risk class) indicate one of the following values: EU_CLASS_I, EU_CLASS_IIA, EU_CLASS_IIB, EU_CLASS_III, IVDD_ANNEX_II_LIST_A, IVDD_ANNEX_II_LIST_B, IVDD_DEVICES_SELF_TESTING, IVDD_GENERAL together with code '85' in 'Additional trade item classification system code' (TC ID 3131). For EMDN indicate a valid value from the nomenclature that applies to the medical device together with code '88' in 'Additional trade item classification system code' (TC ID 3131). | G020101 | string | 1..80 | 1..1 | No | No | (Tab 'EMDN V2') | 173 | 171 | 3132 | 3131
Yes |  | FLD-UDID-149 | Nomenclature code | UDIData | The Device Nomenclature Code(s) associated with the UDI-DI. The corresponding EMDN Nomenclature Code will be stored in the field | EMDN Nomenclature | Enum |  |  | 1..n | Y |  | Y | BR-UDID- 636 | Y (Add; Delete) | Y | Y | UDIDIDataType | MDNCodes | Y |  | Y |  | M | M | M | M | M | Yes | TradeItemCore | AdditionalTradeItemClassification | additionalTradeItemClassificationSystemCode | Additional trade item classification system code | The code specifying the applied additional trade item classification scheme (or system). Select code(s) from the list 'AdditionalTradeItemClassificationCodeListCode'. This attribute is used in combination with 'Additional Trade item classification code value' (TC ID 3132). EUDAMED, swissdamed: Indicate the code for applicable risk class depending on the applicable act: -- code '76' for EU Regulation (MDR/IVDR) Risk class; -- code '85' for EU Directive (MDD/AIMDD/IVDD) Risk class; and indicate the respective risk class value in 'Additional trade item classification code value' (TC ID 3132). Additionally, indicate code '88' for European Medical Device Nomenclature (EMDN) and indicate the value from the nomenclature that applies to the medical device in 'Additional trade item classification code value' (TC ID 3132). | 88 | CodeList | 1..80 | 0..1 | No | No | AdditionalTradeItemClassificationCodeListCode | 171 | 173 | 3131 | 3132
Yes |  | FLD-UDID-147 | Intended purpose other than medical (Annex XVI) | UDIData | Field stores the reference to the Intended purpose other than medical of the Device (UDI-DI). Field stores the values regarding the Intended purpose of the Device other the medical one`s as they are descubed in the Annex XVI of MDR Regulation. | ENUM_UDID_NonMedicalDeviceType | Enum |  |  | 0..n |  |  | Y | BR-UDID-94 |  | Y |  | MDRUDIDIDataType | annexXVINonMedicalDeviceTypes |  |  | Y |  | O | - | - | - | - | Yes | MedicalDeviceTradeItemModule | MedicalDeviceInformation | annexXVIintendedPurposeTypeCode | Annex XVI intended purpose type code | Indicate the type of intended purposes other than for medical uses which apply to the product (EU MDR Annex XVI). Select a code from the code list 'AnnexXVIintendedPurposeTypeCode', e.g. 'EQUIPMENT_4_ADIPOSE_TISSUE' or 'CONTACT_LENSES'. | PRODUCT_IN_BODY | CodeList | 1..80 | 0..* | No | Yes | AnnexXVIintendedPurposeTypeCode | 6345 |  | 4724
Yes |  | FLD-UDID-176 | Trade name | UDIData | Device Trade Name assigned to the UDI-DI Trade names can be provided if applicable for the device. Several Trade- Names can be provided for the Device in the same language or in different languages. |  | LanguageSpecificContent [EUDAMED- Common Entities] | S | Y | 0..n | Y |  | Y | BR-UDID-70 | Y (Edit; Add; Delete) | Y | Y | UDIDIDataType | tradeNames | Y |  | Y |  | O | O | O | O | O | Yes | TradeItemDescriptionModule | TradeItemDescriptionInformation | tradeItemDescription | Trade item description / Language | Indicate the product description as it appears on the packaging label in combination with a language code. EUDAMED: Select the language code from the official EU language list. At least English is recommended. swissdamed: Possible languages are ‘de’ (German), ‘en’ (English), ‘fr’ (French), ‘it’ (Italian). | Compl_MDR_IIb_tradeName | Description200 | 1..200 | 0..* | Yes | Yes |  | 3517 | 3518 | 3318
Yes |  | FLD-UDID-175 | Additional product Description | UDIData | Additional Product Description. Additional Product Description is required for System or Procedure Packs or for Standard Devices being marked as System or Procedure Packs (as a Device in themselvs) |  | LanguageSpecificContent [EUDAMED- Common Entities] | L | Y | 0..1 Required for System or Procedure Packs that is a Device in itself |  |  | Y | BR-UDID-131 | Y (Edit; Add) | Y | Y | UDIDIDataType | additionalDescription | Y |  | Y |  | CM | M | CM | CM | CM | Yes | TradeItemDescriptionModule | TradeItemDescriptionInformation | additionalTradeItemDescription | Additional trade item description / Language | Indicate the full and not abbreviated product description as it appears on the packaging label. It is recommended to use brand name, function, net content and, where applicable on case level, quantity of next lower level trade item followed by detailed information on the characteristic properties of the product in the language(s) of the target market and applicable other language(s) used on the label. Use, when 'Trade item description' (TC ID 3318) is not long enough to provide full description without abbreviations, and for detailed information on the characteristic properties of the product. Use in combination with the language code. EUDAMED, swissdamed: This attribute is required for - System or Procedure Packs, or - standard devices being marked as System or Procedure Packs (as a Device in themselvs) or Kits. i.e. when either - 'System or procedure pack type code' (TC ID 4727) is indicated, or - 'Multi component device type code' (TC ID 4725) is NOT set to 'DEVICE'. EUDAMED: Select the language code from the official EU language list. At least English is recommended. swissdamed: Possible languages are ‘de’ (German), ‘en’ (English), ‘fr’ (French), ‘it’ (Italian). | Compl_MDR_IIb_additionalDescription | Description2000 | 1..2000 | 0..* | Yes | Yes |  | 3504 | 3505 | 3293
Yes |  | FLD-UDID-174 | URL for additional information | UDIData | Manufacturer`s website where additional information about the device (UDI-DI) are available |  | String | M |  | 0..1 |  |  | Y |  | Y (Edit; Add; Delete) | Y | Y | UDIDIDataType | website | Y |  | Y |  | O | O | O | O | O | Yes | ReferencedFileDetailInformationModule | ReferencedFileHeader/ReferencedFileInformation | uniformResourceIdentifier | Uniform resource identifier | Indicate the link (URL) related to the selected 'Referenced file type code' (TC ID 2469) or create a link (URL) by uploading the asset in the UI. In the case of indicating a link (URL), ensure it leads directly to the relevant document (without going through login and search screens). This attribute is used in combination with 'Referenced file type code' (TC ID 2469). EUDAMED, swissdamed: This attribute pair captures the field 'URL for additional information' of the medical device. | https://www.lipsum.com/ | string | 1..2500 | 0..1 | No | No |  | 3000 | 2999 | 2485 | 2469
Yes |  | FLD-UDID-174 | URL for additional information | UDIData | Manufacturer`s website where additional information about the device (UDI-DI) are available |  | String | M |  | 0..1 |  |  | Y |  | Y (Edit; Add; Delete) | Y | Y | UDIDIDataType | website | Y |  | Y |  | O | O | O | O | O | Yes | ReferencedFileDetailInformationModule | ReferencedFileHeader/ReferencedFileInformation | referencedFileTypeCode | Referenced file type code | Indicate the code identifying the type of information contained in the referenced external file or ressource in 'Uniform resource identifier' (URL). Example: Image of product or product label, marketing information, Safety Data Sheet, planogram, IFU, Product Website. This attribute is used in combination with 'Uniform Resource Identifier' (TC ID 2485). EUDAMED, swissdamed: This attribute pair captures the field 'URL for additional information' of the medical device. Indicate the type of the file or ressource (URL) by selecting the code 'IFU' or 'PRODUCT_WEBSITE' or 'WEBSITE'.​ | WEBSITE | CodeList | 1..80 | 1..1 | No | No | ReferencedFileTypeCode | 2999 | 3000 | 2469 | 2485
Yes |  | FLD-UDID-167 | Labelled as single use | UDIData | Property defines if the Device is a Labelled as a Single use or not |  | Boolean |  |  | 1 | Y |  | Y |  |  | Y | Y | DeviceUDIDIDataType | provided through numberOfReuses If value provided is 0 for numberOfReuses, Device is considered as Single use Device If value provided is <>0 numberOfReuses (-1 or any value > 0), Device is considered as not being Single use Device | Y |  | Y |  | M | - | M | M | M | Yes | MedicalDeviceTradeItemModule | HealthCareTradeItemReusabilityInformation | manufacturerDeclaredReusabilityTypeCode | Manufacturer declared reusability type code | Indicate whether the product is intended for single or multiple use. Select a code from the code list 'HealthcareTradeItemReusabilityTypeCode'. EUDAMED, swissdamed: The EUDAMED/swissdamed field 'Labelled as single use' is used like the FDA-GUDID data element 'For Single-Use', which indicates the device is intended for single use OR on a single patient during a single procedure. Use the codes 'SINGLE_USE' or 'REUSABLE_SAME_PATIENT' for 'Manufacturer declared reusability type code' when EUDAMED,/swissdamed field 'Labelled as single use' shall be 'true'. Use the codes 'LIMITED_REUSABLE' or 'REUSABLE' for 'Manufacturer declared reusability type code' when EUDAMED/swissdamed field 'Labelled as single use' shall be 'false'. | LIMITED_REUSABLE | CodeList | 1..80 | 0..1 | No | No | HealthcareTradeItemReusabilityTypeCode | 1598 |  | 1120
Yes |  | FLD-UDID-157 | Maximum number of reuses | UDIData | Property defines the Maximum Number of reuses applicable for the Device. Field is optional and can be completed if the Device is not marked as single use device ( Single Use Device has value false). |  | Number |  |  | 0..1 Field must be completed only if singleUse is false |  |  | Y | BR-UDID-24 |  | Y | Y | DeviceUDIDIDataType | numberOfReuses If value provided is '-1', device is considered as non Single Use Device and the device does not have a maximum number of reuses (infinite number of reuses) If value provided is '0', devices is considered as Single use Device If value provided is >1, devices is considered as non Single use Device having a limited number of reuses (the value provided) | Y |  | Y |  | O | - | O | O | O | Yes | MedicalDeviceTradeItemModule | HealthCareTradeItemReusabilityInformation | maximumCyclesReusable | Maximum cycles reusable | Indicate the maximum number of times the product can be reused. EUDAMED, swissdamed: This attribute shall only be indicated when device is not marked as 'single use' (in EUDAMED/swissdamed: 'Labelled as single use' = FALSE), i.e. it can be indicated only when 'Manufacturer declared reusability type code' (TC ID 1120) is set to 'REUSABLE' or 'LIMITED_REUSABLE'. | 20 | nonNegativeInteger | 1..70 | 0..1 | No | No |  | 1599 |  | 1121
Yes |  | FLD-UDID-164 | Reprocessed single use device | UDIData | Property defines if the Device is a Reprocessesed single use device or not |  | Boolean |  |  | 1 | Y |  | Y |  |  | Y |  | MDRUDIDIDataType | reprocessed | Y |  | Y |  | M | - | - | M | - | No | MedicalDeviceTradeItemModule | MedicalDeviceInformation | isReprocessedSingleUseDevice | Is reprocessed single use device | Indicate whether the device is a single-use device that has been reprocessed for further use by selecting 'true' or 'false'. EUDAMED: Applies when a device originally labelled as single use has undergone a validated reprocessing procedure in accordance with MDR Article 17. Use 'true' for 'Is reprocessed single use device' if the single-use device has been reprocessed. Use 'false' if it is not reprocessed (either standard single-use or reusable by design). | true | boolean | 4..5 | 0..1 | No | No |  | 6358 |  | 4719
Yes |  | FLD-UDID-169 | Device labelled sterile | UDIData | Property defines if the UDI-DI is labeled as Sterile or not |  | Boolean |  |  | 1 | Y |  | Y |  |  | Y | Y | UDIDIDataType | sterile | Y |  | Y |  | M | M | M | M | M | Yes | MedicalDeviceTradeItemModule | TradeItemSterilityInformation | initialManufacturerSterilisationCode | Initial manufacturer sterilisation code | Indicate the type(s) of sterilisation, including not sterilised, which may have been performed by the manufacturer. Select code(s) from the code list 'SterilisationTypeCode'. If product is not sterilised, select 'NOT_STERILISED'. The code 'NO_STERILISATION_REQUIRED' cannot be used for this attribute. For risk class 1 products: this attribute is used to indicate whether the device is classified as risk class 1s (sterilised). EUDAMED, swissdamed: Use code 'NOT_STERILISED' when EUDAMED/swissdame field 'Device labelled sterile' shall be 'false'. Use any other code when field shall be 'true'. | NOT_STERILISED | CodeList | 1..80 | 0..* | No | Yes | SterilisationTypeCode | 1593 |  | 1126
Yes |  | FLD-UDID-170 | Need for sterilisation before use | UDIData | Property defines if the UDI-DI needs to be sterilised before use or not |  | Boolean |  |  | 1 | Y |  | Y |  |  | Y | Y | UDIDIDataType | sterilization | Y |  | Y |  | M | M | M | M | M | Yes | MedicalDeviceTradeItemModule | TradeItemSterilityInformation | initialSterilisationPriorToUseCode | Initial sterilisation prior to use code | Indicate of the type(s) of sterilisation that is required to be completedprior to use. Select code(s) from the code list 'SterilisationTypeCode'. If the type of sterilisation is unknown, choose 'UNSPECIFIED'. If product is not to be sterilised before use, select code 'NO_STERILISATION_REQUIRED'. The code 'NOT_STERILISED' cannot be used for this attribute. Disclaimer: The label, the IFU and the instructions for cleaning, disinfection and sterilisation are leading. Consult these. EUDAMED, swissdamed: Use code 'NO_STERILISATION_REQUIRED' for 'Initial sterilisation prior to use code' when EUDAMED/swissdamed field 'Need for sterilisation before use' shall be 'false'. Use any other code from code list 'SterilsationTypeCode' when field shall be 'true'. | UNSPECIFIED | CodeList | 1..80 | 0..* | No | Yes | SterilisationTypeCode | 1594 |  | 1127
Yes |  | FLD-UDID-156 | Containing latex | UDIData | Property defines if the Device contains latex into it`s composition |  | Boolean |  |  | 1 | Y |  | Y |  |  | Y |  | MDRUDIDIDataType | latex | Y |  | Y |  | M | - | - | M | - | Yes | HealthcareItemInformationModule | HealthcareItemInformation | doesTradeItemContainLatex | Does trade item contain latex | Indicate whether the device has a positive natural rubber latex reference and contains latex by selecting 'TRUE' or 'FALSE'. | FALSE | CodeList | 1..80 | 0..1 | No | No | NonBinaryLogicEnumeration | 1434 |  | 993
Yes |  | FLD-UDID-159 | New Device | UDIData | Defines if the Device can be considered a 'New' Device or not. A device shall be considered to be ‘new’ if: (a) there has been no such device continuously available on the Union market during the previous three years for the relevant analyte or other parameter; (b) the procedure involves analytical technology not continuously used in connection with a given analyte or other parameter on the Union market during the previous three years. |  | Boolean |  |  | 1 | Y |  | Y |  | Y (Edit) If initially the value was set as 'Yes'. |  | Y | IVDRUDIDIDataType | newDevice |  |  | Y |  | - | - | M | - | - | Yes | MedicalDeviceTradeItemModule | MedicalDeviceInformation | isNewDevice | Is new device | Applicable only to IVD devices. Indicate whether the IVD device is considered a new device on the European Union market by selecting 'true' or 'false'. A device shall be considered to be 'new' if: (a) there has been no such device continuously available on the European Union market during the previous three years for the relevant analyte or other parameter; or (b) the procedure involves analytical technology not continuously used in connection with a given analyte or other parameter on the European Union market during the previous three years. (EU IVDR Annex VI, Part A, Section 2.13) | false | boolean | 4..5 | 0..1 | No | No |  | 6357 |  | 4720
Yes |  | FLD-UDID-180 | Related Legacy Device | UDIData | UDI-DI related to the current UDI-DI / (EUDAMED ID). The reference will be used in order to express the link between a Regulation Device and a Legacy Device (to show that is the same Device). In the current phase - relationship will be performed automatically by EUDAMED when the same UDI-DI is used as identifier for the two Devices. Relationship will be only returned when downloading devices from EUDAMED (if applicable). |  | UDIDeviceData (reference to Issuing Entity and UDI-DI/ EUDAMED ID of the Legacy Device) FLD-UDID-341, FLD-UDID-342 [DD Legacy Device] |  |  | 0..1 |  |  | Y | BR-UDID-704 BR-UDID-702 | Y (Add, Delete for manual linking) If the link between the Reuglation and Legacy Device is made manually because not with the same UDI-DI, it can be updated (can be added if none or deleted if one already specified) | Y | Y | DeviceRelatedLinkType | diIdentifier |  |  | Y |  | O | - | O | - | - | Yes | TradeItem | ReferencedTradeItem | gtin | Referenced trade item GTIN | Indicate the GTIN relevant to the code indicated in 'Referenced trade item type code' (TC ID 3177). EUDAMED, swissdamed: For 'Related Legacy Device' indicate the GTIN of the Legacy Device (using UDI-DI code), which is different to the current trade item as Regulation Device, together with code 'REPLACED' in 'Referenced trade item type code' (TC ID 3177). For 'Related Regulation Device' indicate the GTIN of the Regulation Device, which is different to the current trade item as Legacy Device (using UDI-DI code), together with code 'REPLACED_BY' in 'Referenced trade item type code' (TC ID 3177). | 07612345778365 | GTIN | 14..14 | 1..1 | No | No |  | 116 | 115 | 3172 | 3172
Yes |  | FLD-UDID-331 | Related Regulation Device | UDIDeviceData | Regulation Device related to the current Legacy Device. The reference will be used in order to express the link between a Regulation Device and a Legacy Device (to show that is the same Device) In the current phase - relationship will be performed automatically by EUDAMED when the same UDI-DI is used as identifier for the two Devices. Relationship will be only returned when downloading devices from EUDAMED (if applicable). |  | UDIData (reference to Issuing Entity and UDI-DI of the Regulation Device) FLD-UDID-291, FLD-UDID-178 [DD UDI-DI] |  |  | 0,,1 |  |  | Y | BR-UDID-704 BR-UDID-702 | Y (conditionally) If the link between the Reuglation and Legacy Device is made manually it can be updated (can be deleted) | Y | Y | DeviceRelatedLinkType | diIdentifier | Y |  | Y |  | - | - | - | O | O | Yes | TradeItem | ReferencedTradeItem | gtin | Referenced trade item GTIN | Indicate the GTIN relevant to the code indicated in 'Referenced trade item type code' (TC ID 3177). EUDAMED, swissdamed: For 'Related Legacy Device' indicate the GTIN of the Legacy Device (using UDI-DI code), which is different to the current trade item as Regulation Device, together with code 'REPLACED' in 'Referenced trade item type code' (TC ID 3177). For 'Related Regulation Device' indicate the GTIN of the Regulation Device, which is different to the current trade item as Legacy Device (using UDI-DI code), together with code 'REPLACED_BY' in 'Referenced trade item type code' (TC ID 3177). | 07612345778327 | GTIN | 14..14 | 1..1 | No | No |  | 116 | 115 | 3172 | 3172
Yes |  | FLD-UDID-181 | Relationship Type | UDIData | Type of Relationship created between Devices (UDI-DI`s). | ENUM_Device_Link_Relationship_Type | Enum |  |  | 0..1 Required when Related Legacy Device is provided (when linking is performed by the Manufacturer) |  |  | Y | BR-UDID-830 |  | Y | Y | DeviceRelatedLinkType | type | Y |  | Y |  | O | - | O | O | O | Yes | TradeItem | ReferencedTradeItem | referencedTradeItemTypeCode | Referenced trade item type code | The code indicating the relationship to the referenced GTIN such as replaced or replaced by. This attribute is used in combination with 'Referenced trade item GTIN' (TC ID 3172). EUDAMED, swissdamed: Indicate code 'REPLACED' for the 'Related Legacy Device' (using UDI-DI code) which uses different GTIN compared to the current trade item as Regulation Device. Indicate code 'REPLACED_BY' for 'Related Regulation Device' which uses different GTIN compared to the current trade item as Legacy Device (using UDI-DI code). | REPLACED | CodeList | 1..80 | 1..1 | No | No | ReferencedTradeItemTypeCode | 115 | 116 | 3177 | 3172
Yes |  | FLD-UDID-130 | UDI-DI / Device Status | UDIData | Status of the Device (On the EU market, Not intended to be placed on the EU Market, No longer placed on the EU market). | ENUM_UDID_DeviceStatus | Enum |  |  | 1 |  |  | Y | BR-UDID-114 BR-UDID-073 BR-UDID-458 | Y (Edit) | Y | Y | UDIDIStatusType | code | Y |  | Y |  | M | M | M | M | M | Yes | MedicalDeviceTradeItemModule | MedicalDeviceInformation | eUMedicalDeviceStatusCode | UDID medical device market status code | Indicate the market status of the medical device for regulatory purposes. Example: On Market, No Longer Placed on the Market. This information is part of the UDID regulatory requirements and has to be populated on each level of the packaging hierarchy. EUDAMED: Indicate for all products. Additionally, for base units (UDI-DI) - except System and Procedure Packs -, when the 'UDID Medical device market status code' is set to 'ON_MARKET', additional information about the EU Member States must be provided. In this case, the attributes 'Sales condition target market country / Country code' (TC ID 4301) and 'Target market sales condition code' (TC ID 4299) are required. swissdamed: Indicate for all products. | ON_THE_MARKET | CodeList | 1..80 | 0..1 | No | No | EUMedicalDeviceStatus | 6363 |  | 4728
Yes |  | FLD-UDID-137 | Member State of the placing on the EU market of the Device | UDIData | Defines the Country where the device has been placed on the Market (Member State in which the device is to or has been placed on the market in the Union) | ENUM_MDR_COUNTRY | Country [EUDAMED- Common Entities] |  |  | 0..1 (0 only if Device Status is ‘not intended for EU market’”; ) | Y |  | Y | BR-UDID-45 BR-UDID-46 | Y (Edit; Add) Can be provided later on if the Device is subject to a change of state from Not intended to be placed on EU market or No longer placed on the EU market to On the EU market and/or can be updated to a country from the list of the countries where the device is made available. | Y | Y (Edit; Add) Can be provided later on if the Device is subject to a change of state from Not intended to be placed on EU market or No longer placed on the EU market to On the EU market and/or can be updated to a country from the list of the countries where the device is made available. | MarketInfoType | country (having property originalPlacedOnTheMarket True) | Y |  | Y |  | CM | - | CM | CM | CM | No | SalesInformationModule | SalesConditionTargetMarketCountry | countryCode | Country code | Indicate a target market country and/or member state that a specific sales condition is relevant to. This attribute is used in combination with 'Target market sales condition code' (TC ID 4299). EUDAMED: For 'Member State of the placing on the EU market of the Device' select the relevant 'Country code' from the code list together with the code 'ORIGINAL_PLACED' in 'Target market sales condition code' (TC ID 4299). For 'Member State where the device is or is to be made available' select the relevant 'Country code' from the code list together with the code 'ADDITIONAL_MARKET_AVAILABILITY' in 'Target market sales condition code' (TC ID 4299). | 208 | CodeList | 1..80 | 1..1 | No | No | CountryCode based on the ISO 3166-1 | 6341 | 5832 | 4301 | 4299
Yes |  | FLD-UDID-137 | Member State of the placing on the EU market of the Device | UDIData | Defines the Country where the device has been placed on the Market (Member State in which the device is to or has been placed on the market in the Union) | ENUM_MDR_COUNTRY | Country [EUDAMED- Common Entities] |  |  | 0..1 (0 only if Device Status is ‘not intended for EU market’”; ) | Y |  | Y | BR-UDID-45 BR-UDID-46 | Y (Edit; Add) Can be provided later on if the Device is subject to a change of state from Not intended to be placed on EU market or No longer placed on the EU market to On the EU market and/or can be updated to a country from the list of the countries where the device is made available. | Y | Y (Edit; Add) Can be provided later on if the Device is subject to a change of state from Not intended to be placed on EU market or No longer placed on the EU market to On the EU market and/or can be updated to a country from the list of the countries where the device is made available. | MarketInfoType | country (having property originalPlacedOnTheMarket True) | Y |  | Y |  | CM | - | CM | CM | CM | No | SalesInformationModule | TargetMarketSalesConditions | targetMarketConsumerSalesConditionCode | Target market sales condition code | Indicate the condition of the sales for the related 'Member State' as market info. This attribute is used in combination with 'Sales condition target market country/Country code' (TC ID 4301). EUDAMED: Use code 'ORIGINAL_PLACED' for 'Member State of the placing on the EU market of the Device' together with the 'Country code' (TC ID 4301). Use code 'ADDITIONAL_MARKET_AVAILABILITY' for 'Member State where the device is or is to be made available' together with the 'Country code' (TC ID 4301). | ORIGINAL_PLACED | CodeList | 1..80 | 0..1 | No | No | ConsumerSalesConditionTypeCode | 5832 | 6341 | 4299 | 4301
Yes |  | FLD-UDID-250 | Start date | MarketInfo | Details regarding the Countries where the Device (UDI-DI) is made available on the market. There can be a Start Date (optional) and an End Date (also optional) of making available on a specific market the product. Field stores details about the Start Date when the Device is made available on the marked |  | Date |  |  | 0..1 Occurrence applicable if Market Info (FLD-UDID-141) is provided |  |  | Y |  | Y (Edit; Add; Delete) | Y | Y | MarketInfoType | startDate | Y |  | Y |  | O | - | O | O | O | No | SalesInformationModule | SalesConditionTargetMarketCountry | startAvailabilityDateTime | Start availability date time per country | Indicate the start date from which the trade item becomes available for the related market. This attribute is used in combination with 'Sales condition target market country/Country code' (TC ID 4301) and 'Target market sales condition code' (TC ID 4299). | 15.11.2025 00:00:00 | dateTime | 1..24 | 0..1 | No | No |  | 6344 |  | 4800
Yes |  | FLD-UDID-251 | End date | MarketInfo | Details regarding the Countries where the Device (UDI-DI) is made available on the market. There can be a Start Date (optional) and an End Date (also optional) of making available on a specific market the product. Field stores details about the End Date when the Device is made available on the marked |  | Date |  |  | 0..1 Occurrence applicable if Market Info (FLD-UDID-141) is provided |  |  | Y |  | Y (Edit; Add; Delete) | Y | Y | MarketInfoType | endDate | Y |  | Y |  | O | - | O | O | O | No | SalesInformationModule | SalesConditionTargetMarketCountry | endAvailabilityDateTime | End availability date time per country | Indicate the end date from which the trade item is no longer available for the related market. This attribute is used in combination with 'Sales condition target market country/Country code' (TC ID 4301) and 'Target market sales condition code' (TC ID 4299). | 31.12.2031 00:00:00 | dateTime | 1..24 | 0..1 | No | No |  | 6343 |  | 4799
No | Group line | FLD-UDID-141 | Member States where device is or is to be made available on the market | UDIData | Reference to the list of Countries where the device has been made available |  | MarketInfo |  |  | 0..n If the Device has the status Not intended for EU Market, Countries where the devices is made available are not provided (Occurrence 0) |  |  | Y | BR-UDID-043 BR-UDID-046 BR-UDID-630 | Y (Edit; Add; Delete) | Y | Y | DeviceUDIDIDataType | marketInfos | Y |  | Y |  | O | - | O | O | O | No | SalesInformationModule | TargetMarketSalesConditions | salesConditionTargetMarketCountry | Sales condition target market country | The target market country and or subdivision that a specific sales condition is relevant to. |  | Class |  | 1..* | No | Yes |  | 6340 |  | 4300
Yes |  | FLD-UDID-252 | Member State where the device is or is to be made available | MarketInfo | Details regarding the Countries where the Device (UDI-DI) is made available on the market. There can be a Start Date (optional) and an End Date (also optional) of making available on a specific market the product. Field stores details about the Country where the Device is made available on the market | ENUM_MDR_COUNTRY | Country [EUDAMED- Common Entities] |  |  | 1 Occurrence applicable if Market Info (FLD-UDID-141) is provided |  |  | Y |  | Y (Add; Delete) New Countries can be added (existing countries can be removed). Country where the device was initially placed on the EU market cannot be removed only its end date can be updated. | Y | Y | MarketInfoType | country | Y |  | Y |  | O | - | O | O | O | No | SalesInformationModule | SalesConditionTargetMarketCountry | countryCode | Country code | Indicate a target market country and/or member state that a specific sales condition is relevant to. This attribute is used in combination with 'Target market sales condition code' (TC ID 4299). EUDAMED: For 'Member State of the placing on the EU market of the Device' select the relevant 'Country code' from the code list together with the code 'ORIGINAL_PLACED' in 'Target market sales condition code' (TC ID 4299). For 'Member State where the device is or is to be made available' select the relevant 'Country code' from the code list together with the code 'ADDITIONAL_MARKET_AVAILABILITY' in 'Target market sales condition code' (TC ID 4299). | 528 | CodeList | 1..80 | 1..1 | No | No | CountryCode based on the ISO 3166-1 | 6341 | 5832 | 4301 | 4299
Yes |  | FLD-UDID-252 | Member State where the device is or is to be made available | MarketInfo | Details regarding the Countries where the Device (UDI-DI) is made available on the market. There can be a Start Date (optional) and an End Date (also optional) of making available on a specific market the product. Field stores details about the Country where the Device is made available on the market | ENUM_MDR_COUNTRY | Country [EUDAMED- Common Entities] |  |  | 1 Occurrence applicable if Market Info (FLD-UDID-141) is provided |  |  | Y |  | Y (Add; Delete) New Countries can be added (existing countries can be removed). Country where the device was initially placed on the EU market cannot be removed only its end date can be updated. | Y | Y | MarketInfoType | country | Y |  | Y |  | O | - | O | O | O | No | SalesInformationModule | TargetMarketSalesConditions | targetMarketConsumerSalesConditionCode | Target market sales condition code | Indicate the condition of the sales for the related 'Member State' as market info. This attribute is used in combination with 'Sales condition target market country/Country code' (TC ID 4301). EUDAMED: Use code 'ORIGINAL_PLACED' for 'Member State of the placing on the EU market of the Device' together with the 'Country code' (TC ID 4301). Use code 'ADDITIONAL_MARKET_AVAILABILITY' for 'Member State where the device is or is to be made available' together with the 'Country code' (TC ID 4301). | ADDITIONAL_MARKET_AVAILABILITY | CodeList | 1..80 | 0..1 | No | No | ConsumerSalesConditionTypeCode | 5832 | 6341 | 4299 | 4301
Yes |  | FLD-UDID-250 | Start date | MarketInfo | Details regarding the Countries where the Device (UDI-DI) is made available on the market. There can be a Start Date (optional) and an End Date (also optional) of making available on a specific market the product. Field stores details about the Start Date when the Device is made available on the marked |  | Date |  |  | 0..1 Occurrence applicable if Market Info (FLD-UDID-141) is provided |  |  | Y |  | Y (Edit; Add; Delete) | Y | Y | MarketInfoType | startDate | Y |  | Y |  | O | - | O | O | O | No | SalesInformationModule | SalesConditionTargetMarketCountry | startAvailabilityDateTime | Start availability date time per country | Indicate the start date from which the trade item becomes available for the related market. This attribute is used in combination with 'Sales condition target market country/Country code' (TC ID 4301) and 'Target market sales condition code' (TC ID 4299). | 15.11.2025 00:00:00 | dateTime | 1..24 | 0..1 | No | No |  | 6344 |  | 4800
Yes |  | FLD-UDID-251 | End date | MarketInfo | Details regarding the Countries where the Device (UDI-DI) is made available on the market. There can be a Start Date (optional) and an End Date (also optional) of making available on a specific market the product. Field stores details about the End Date when the Device is made available on the marked |  | Date |  |  | 0..1 Occurrence applicable if Market Info (FLD-UDID-141) is provided |  |  | Y |  | Y (Edit; Add; Delete) | Y | Y | MarketInfoType | endDate | Y |  | Y |  | O | - | O | O | O | No | SalesInformationModule | SalesConditionTargetMarketCountry | endAvailabilityDateTime | End availability date time per country | Indicate the end date from which the trade item is no longer available for the related market. This attribute is used in combination with 'Sales condition target market country/Country code' (TC ID 4301) and 'Target market sales condition code' (TC ID 4299). | 31.12.2031 00:00:00 | dateTime | 1..24 | 0..1 | No | No |  | 6343 |  | 4799
No | Group line | FLD-UDID-312 | List of Storage and handling Conditions | UDIData | References the Storage and Handling Conditions associated to the Device (UDI-DI) |  | Storage and Handling (ConditionsForUse) |  |  | 0..n |  |  | Y | BR-UDID-28 | Y (Edit; Add; Delete) | Y | Y | UDIDIDataType | storageHandlingConditions | Y |  | Y |  | O | O | O | O | O | Yes | HealthcareItemInformationModule | HealthcareItemInformation | ClinicalStorageHandlingInformation | Clinical storage handling information | Group of attributes to provide storage and handling information for use of the item in a clinical setting. |  | Class |  | 0..* | NA | Yes |  | 6374 |  | 4699
Yes |  | FLD-UDID-211 | Storage/handling conditions type | Storage and Handling (ConditionForUse) | Storage and handling Conditions specified on the Label of the Device have to be registered in EUDAMED - if applicable. Field stores the Type of Storage and Handling Conditions. Field is Applicable only when the type of Conditions for Use have the Type Storage / handling Conditions, being required in this case. | ENUM_UDID_StorageHandlingCondition | Enum |  |  | 1 Applicable if Storage and handling conditions (FLD-UDID-312) are provided |  |  | Y |  | Y (Edit; Add; Delete) | Y | Y | StorageHandlingConditionType | storageHandlingConditionValue | Y |  | Y |  | O | O | O | O | O | Yes | HealthcareItemInformationModule | ClinicalStorageHandlingInformation | clinicalStorageHandlingTypeCode | Clinical storage handling type code | Indicate the type of clinical storage or handling of the medical device. Select code(s) from the code list 'ClinicalStorageHandlingTypeCode'. EUDAMED, swissdamed: Only certain codes in 'Clinical storage handling type code' require additional indication of 'Clinical storage handling description' (TC ID 4701). An asterisk (*) indicates that further information is required, e.g. code 'SHC08' (= 'Temperature limit *'). | SHC18 | CodeList | 1..80 | 0..1 | No | No | ClinicalStorageHandlingTypeCode | 6377 |  | 4700
Yes |  | FLD-UDID-213 | Storage/Handling conditions Description | Storage and Handling (ConditionForUse) | Comments or description associated to the values selected form the Storage or handling Conditions or Critical warnings |  | LanguageSpecificContent [EUDAMED- Common Entities] | L | Y | 0..n Applicable if Storage and handling conditions (FLD-UDID-312) are provided Required for specific items from the list of Enumerations- where additional details are required |  |  | Y |  | Y (Edit; Add; Delete) | Y | Y | StorageHandlingConditionType | comments | Y |  | Y |  | CM | CM | CM | CM | CM | Yes | HealthcareItemInformationModule | ClinicalStorageHandlingInformation | clinicalStorageHandlingDescription | Clinical storage handling description / Language | Indicate the description of the storage or handling conditions or the critical warnings as clinically relevant for the product. This attribute is used in combination with 'Clinical storage handling type code' (TC ID 4700). EUDAMED, swissdamed: Only certain codes in 'Clinical storage handling type code' (TC ID 4700) require additional indication of 'Clinical storage handling description' (TC ID 4701). An asterisk (*) indicates that further descriptive information is required, e.g. code 'SHC08' (= "Temperature limit *"). | Compl_MDR_III_storageHandling_DE | Description2000 | 1..2000 | 0..* | Yes | Yes |  | 6375 | 6376 | 4701
No | Group line | FLD-UDID-144 | List of Critical Warnings or Contraindications | UDIData | References the Critical warnings associated to the Device (UDI-DI) |  | Critical Warnings (ConditionForUse) |  |  | 0..n |  |  | Y | BR-UDID-30 | Y (Edit; Add; Delete) | Y | Y | UDIDIDataType | criticalWarnings | Y |  | Y |  | O | O | O | O | O | Yes | HealthcareItemInformationModule | HealthcareItemInformation | ClinicalWarning | Clinical warning | Clinical warning information is additional information which outlines special requirements, warning and caution information printed on the package. |  | Class |  | 0..* | No | Yes |  | 6144 |  | 4518
Yes |  | FLD-UDID-212 | Critical Warnings type | Critical Warnings (ConditionForUse) | Storage and handling Conditions and Critical Warnings or Contra-Indications specified on the Label of the Device or in the Instruction of Use have to be registered in EUDAMED - if applicable. Field stores the Type of Critical Warnings or Contra-Indications, being required in this case. | ENUM_UDID_CriticalWarnings | Enum |  |  | 1 Occurrence applicable if Critical Warnings (FLD-UDID-144) are provided |  |  | Y |  | Y (Edit; Add; Delete) | Y | Y | CriticalWarningType | warningValue | Y |  | Y |  | O | O | O | O | O | Yes | HealthcareItemInformationModule | HealthcareItemInformation | clinicalWarningCode | Clinical warning code | Indicate the Clinical warning information as additional information which outlines special requirements, warning and caution information printed on the package. Select code(s) from the local code list (LCL) 'ClinicalWarningCode'. This attribute is used in combination with 'Clinical warning agency code' (TC ID 4519). EUDAMED, swissdamed: Only certain codes in Clinical warning code' (TC ID 4520) require additional indication of 'Warnings or contra indication description' (TC ID 4696). An asterisk (*) indicates that further descriptive information is required, e.g. code CW999' (= "Other **"). | CW999 | CodeList | 1..80 | 0..* | No | Yes | GDSN LCL for clinicalWarningCode | 6081 | 6143 | 4520 | 4519
Yes |  | FLD-UDID-212 | Critical Warnings type | Critical Warnings (ConditionForUse) | Storage and handling Conditions and Critical Warnings or Contra-Indications specified on the Label of the Device or in the Instruction of Use have to be registered in EUDAMED - if applicable. Field stores the Type of Critical Warnings or Contra-Indications, being required in this case. | ENUM_UDID_CriticalWarnings | Enum |  |  | 1 Occurrence applicable if Critical Warnings (FLD-UDID-144) are provided |  |  | Y |  | Y (Edit; Add; Delete) | Y | Y | CriticalWarningType | warningValue | Y |  | Y |  | O | O | O | O | O | Yes | HealthcareItemInformationModule | ClinicalWarning | clinicalWarningAgencyCode | Clinical warning agency code | Indicate the agency which manages the clinical warning codings for example 'EUDAMED'. This attribute is used in combination with 'Clinical warning code' (TC ID 4520). EUDAMED, swissdamed: Use code 'EUDAMED' in 'Clinical warning agency code' (TC ID 4520). Only certain codes in Clinical warning code' (TC ID 4520) require additional indication of 'Warnings or contra indication description' (TC ID 4696). Asterisks (*) indicate that further descriptive information is required, e.g. code CW999' (= "Other **"). | EUDAMED | CodeList | 1..80 | 1..1 | No | No | ClinicalWarningAgencyCode | 6143 | 6081 | 4519 | 4520
Yes |  | FLD-UDID-319 | Critical warnings or contra-indications Description | Critical Warnings (ConditionForUse) | Comments or description associated to the values selected for the Critical warnings |  | LanguageSpecificContent [EUDAMED- Common Entities] | L | Y | 0..n Occurrence applicable if Critical Warnings (FLD-UDID-144) are provided Required for specific items from the list of Enumerations- where additional details are required |  |  | Y |  | Y (Edit; Add; Delete) | Y | Y | CriticalWarningType | comments | Y |  | Y |  | CM | CM | CM | CM | CM | Yes | HealthcareItemInformationModule | ClinicalWarning | warningsOrContraIndicationsDescription | Warnings or contra indication description / Language | Indicate the description of warnings or contra-indications applicable to the product. This attribute is used in combination with 'Clinical warning code' (TC ID 4520) and 'Clinical warning agency code' (TC ID 4519). EUDAMED, swissdamed: Only certain codes in Clinical warning code' (TC ID 4520) require additional indication of 'Warnings or contra indication description' (TC ID 4696). Asterisks (*) indicate that further descriptive information is required, e.g. code CW999' (= "Other **"). | Compl_MDR_IIb_criticalWarnings | Description2000 | 1..2000 | 0..* | Yes | Yes |  | 6381 | 6382 | 4696
No | Group line | FLD-UDID-146 | Clinical Sizes | UDIData | References to the list of Clinical Sizes associated to the UDI-DI |  | ClinicalSize |  |  | 0..n |  |  | Y | BR-UDID-75 |  | Y |  | MDRUDIDIDataType | clinicalSizes | Y |  | Y |  | O | - | - | O | - | Yes | HealthcareItemInformationModule | HealthcareItemInformation | ClinicalSize | Clinical size | The dimensional size which is clinically relevant for the use of the trade item by the clinical user. |  | Class |  | 0..* | No | Yes |  | 6074 |  | 4514
Yes |  | FLD-UDID-190 | /Clinical Size Type | ClinicalSize | Device Clinical Sizes can be provided if applicable. Several Clinical Sizes can be added for the Device. Clinical Size will be defined by the Type, Precizion, Value (either Range, single value or Text) and Measuring Unit The Type of Clinical Size (example : length, width, etc.) | ENUM_UDID_ClinicalSizeType | Enum |  |  | 1 Occurrence applicable if Clinical Size (FLD-UDID-146) is provided |  |  | Y |  |  | Y |  | ClinicalSizeType | clinicalSizeType | Y |  | Y |  | O | - | - | O | - | Yes | HealthcareItemInformationModule | ClinicalSize | clinicalSizeTypeCode | Clinical size type code | Indicate the qualifier used to define the dimensional size type that is clinically relevant for use by healthcare professionals or appears on the label or in the product documentation. This attribute is used in combination with any related attribute(s) required for the value option. EUDAMED, swissdamed: This attribute is used in combination with 'Clinical size measurement precision code' (TC ID 4695) and any related attribute(s) required for the value option. Select the appropriate value(s) from the code list 'ClinicalSizeTypeCode' restricted for target market = '097' (EU) for EUDAMED - respectively '756' (Switzerland) for swissdamed, e.g. "NEEDLE_GAUGE" for a 16 gauge needle, or "VOLUME" for a 200 cc syringe. When none of the codes applies to the medicial device, indicate 'DEVICE_SIZE_TEXT_SPECIFY' (equivalent to 'OTHER' - 'CST999' in EUDAMED/swissdamed) and indicate the kind of dimensional size in 'Clinical size description / Language' (TC ID 4515). | CATHETER_GAUGE | CodeList | 1..80 | 0..1 | No | No | ClinicalSizeTypeCode | 6077 |  | 4516
Yes |  | FLD-UDID-358 | Clinical Size Type Description | ClinicalSize | Decription of the Clinical Size Type, given when the Clinical Size Type has the option OTHER |  | LanguageSpecificContent [EUDAMED- Common Entities] | L |  | 0..1 Required when the Clinical Size Type has option Other |  |  | Y |  |  | Y |  | ClinicalSizeType | description | Y |  | Y |  | O | - | - | O | - | Yes | HealthcareItemInformationModule | ClinicalSize | clinicalSizeDescription | Clinical size description / Language | Indicate the text description of the dimensional size type that is clinically relevant for use by healthcare professionals. Use this attribute with language code (TC ID 6076) = 'en' (English) and only when 'Clinical size type code' (TC ID 4516) is set to 'DEVICE_SIZE_TEXT_SPECIFY'. EUDAMED, swissdamed: This attribute is used in combination with 'Clinical size type code' (TC ID 4516), 'Clinical size measurement precision code' (TC ID 4695) and any related attribute(s) required for the value option. | Compl_MDR_IIb_clinicalSizeType | Description500 | 1..500 | 0..* | Yes | Yes |  | 6075 | 6076 | 4515
Yes |  | FLD-UDID-191 | /Precizion | ClinicalSize | Device Clinical Sizes can be provided if applicable. Several Clinical Sizes can be added for the Device. Clinical Size will be defined by the Type, Precizion, Value (either Range, single value or Text) and Measuring Unit Clinical Size Precision - mentions how the recording of Data will be performed (as Value, Range or Text is selected) | ENUM_UDID_ClinicalSizePrecision | Enum |  |  | 1 Applicable if Clinical Size (FLD-UDID-146) is provided |  |  | Y |  |  | Y |  | ClinicalSizeType | Precision type is given by the type of Clinical Size registered (TextClinicalSizeType allows input of Text value, ValueClinicalSizeType - allows input of Value (numeric) and RangeClinicalSizeType allows input of Range) | Y |  | Y |  | O | - | - | O | - | Yes | HealthcareItemInformationModule | ClinicalSize | clinicalSizeMeasurementPrecisionCode | Clinical size measurement precision code | Indicate the precision type of the clinical size measurement. Select one option from the code list 'ClinicalSizeMeasurementPrecisionCode': 'VALUE', 'RANGE' and 'TEXT'. EUDAMED, swissdamed: 'VALUE' is used with 'Clinical size value / UOM' (TC ID 4517). 'RANGE' is used with 'Clinical size value / UOM' (TC ID 4517) and 'Clinical size value maximum / UOM' (TC ID 4694). 'TEXT' is used with 'Clinical size value text' (TC ID 7086). | VALUE | CodeList | 1..80 | 1..1 | No | No | ClinicalSizeMeasurementPrecisionCode | 6378 |  | 4695
Yes |  | FLD-UDID-196 | /Value | ClinicalSize | Device Clinical Sizes can be provided if applicable. Several Clinical Sizes can be added for the Device. Clinical Size will be defined by the Type, Precizion (either Range, single value or Text), Value and Measuring Unit Value that the Clinical Size can get (when Value is selected as precision) |  | Decimal |  |  | 0..1 Occurrence applicable if Clinical Size (FLD-UDID-146) is provided Required when Precision has value Value |  |  | Y |  |  | Y |  | ValueClinicalSizeType | value Applicable for ClinicalSize of Type ValueClinicalSizeType | Y |  | Y |  | O | - | - | O | - | Yes | HealthcareItemInformationModule | ClinicalSize | clinicalSizeValue | Clinical size value / UOM | Indicate the (minimum) value representing the dimensional size that is clinically relevant for use by healthcare professionals. Examples: '165 MMT' for a needle gauge, or '200 MLT' for a syringe. EUDAMED, swissdamed: This attribute is used when 'Clinical size measurement precision code' (TC ID 4695) equals 'VALUE' or 'RANGE' together with a valid 'Clinical size type code' (TC ID 4516). Select a UOM valid for this attribute and EUDAMED/swissdamed from the code list 'MeasurementUnitCode_GDSN'. | 6.5 | Measurement | 1..70 (30.39) | 0..* | Yes | No |  | 6078 |  | 4517
Yes |  | FLD-UDID-195 | /Measure Unit | ClinicalSize | Device Clinical Sizes can be provided if applicable. Several Clinical Sizes can be added for the Device. Clinical Size will be defined by the Type, Precizion, Value (either Range, single value or Text) and Measuring Unit Clinical Size Measure Unit | ENUM_UDID_ClinicalSizeMeasureUnit | Enum |  |  | 0..1 Occurrence applicable if Clinical Size (FLD-UDID-146) is provided Required when the Precision value is either Value or Range |  |  | Y | BR-UDID-76 |  | Y |  | RangeClinicalSizeType ValueClinicalSizeType | valueUnit Applicable for ClinicalSize of Type RangeClinicalSizeType or ValueClinicalSizeType | Y |  | Y |  | O | - | - | O | - | Yes | HealthcareItemInformationModule | ClinicalSize | clinicalSizeValue/@measurementUnitCode | Clinical size value / UOM | Indicate the (minimum) value representing the dimensional size that is clinically relevant for use by healthcare professionals. Examples: '165 MMT' for a needle gauge, or "200 MLT" for a syringe. EUDAMED, swissdamed: This attribute is used when 'Clinical size measurement precision code' (TC ID 4695) equals 'VALUE' or 'RANGE' together with a valid 'Clinical size type code' (TC ID 4516). Select a UOM valid for this attribute and EUDAMED/swissdamed from the code list 'MeasurementUnitCode_GDSN'. | H79 | CodeList | 1..80 | 1..1 | Yes | No | MeasurementUnitCode_GDSN | 6079 |  | 4517
Yes | New GDSN 3.1.35 attribute | FLD-UDID-195 | /Measure Unit | ClinicalSize | Device Clinical Sizes can be provided if applicable. Several Clinical Sizes can be added for the Device. Clinical Size will be defined by the Type, Precizion, Value (either Range, single value or Text) and Measuring Unit Clinical Size Measure Unit | ENUM_UDID_ClinicalSizeMeasureUnit | Enum |  |  | 0..1 Occurrence applicable if Clinical Size (FLD-UDID-146) is provided Required when the Precision value is either Value or Range |  |  | Y | BR-UDID-76 |  | Y |  | RangeClinicalSizeType ValueClinicalSizeType | valueUnit Applicable for ClinicalSize of Type RangeClinicalSizeType or ValueClinicalSizeType | Y |  | Y |  | O | - | - | O | - | Yes | HealthcareItemInformationModule | ClinicalSize | clinicalSizeCharacteristicCode | Clinical size characteristics code | Indicate the characteristic which is clinically relevant for the use of the trade item by the clinical user such as active or passive for tip fixation. EUDAMED, swissdamed: This attribute is only used when specific appropriate value(s) from the code list 'ClinicalSizeTypeCode' for 'Clinical size type code' (TC ID 4516) applies and 'Clinical size measurement precision code' (TC ID 4695) equals 'VALUE'. This attribute 'Clinical size characteristics code' replaces the 'Clinical size value / UOM' (TC ID 4517) in this case. | ACTIVE | CodeList | 1..80 | 0..* | No | Yes | ClinicalSizeCharacteristicCode | 8845 |  | 7124
Yes |  | FLD-UDID-193 | /Value(Minimum) | ClinicalSize | Device Clinical Sizes can be provided if applicable. Several Clinical Sizes can be added for the Device. Clinical Size will be defined by the Type, Precizion (either Range, single value or Text), Value and Measuring Unit Value (Minimum) that the Clinical Size can get (when Range is selected as precision) |  | Decimal |  |  | 0..1 Occurrence applicable if Clinical Size (FLD-UDID-146) is provided Required when Precision has value Range |  |  | Y |  |  | Y |  | RangeClinicalSizeType | minimum Applicable for ClinicalSize of Type RangeClinicalSizeType | Y |  | Y |  | O | - | - | O | - | Yes | HealthcareItemInformationModule | ClinicalSize | clinicalSizeValue | Clinical size value / UOM | Indicate the (minimum) value representing the dimensional size that is clinically relevant for use by healthcare professionals. Examples: '165 MMT' for a needle gauge, or "200 MLT" for a syringe. EUDAMED, swissdamed: This attribute is used when 'Clinical size measurement precision code' (TC ID 4695) equals 'VALUE' or 'RANGE' together with a valid 'Clinical size type code' (TC ID 4516). Select a UOM valid for this attribute and EUDAMED/swissdamed from the code list 'MeasurementUnitCode_GDSN'. | 10 MLT | Measurement | 1..70 (30.39) | 0..* | Yes | No | MeasurementUnitCode_GDSN | 6078 | 6079 | 4517
Yes |  | FLD-UDID-192 | /Maximum | ClinicalSize | Device Clinical Sizes can be provided if applicable. Several Clinical Sizes can be added for the Device. Clinical Size will be defined by the Type, Precizion, Value (either Range, single value or Text) and Measuring Unit Maximum Value that the Clinical Size can get (when Range is selected as precision) |  | Decimal |  |  | 0..1 Occurrence applicable if Clinical Size (FLD-UDID-146) is provided Required when Precision has value Range |  |  | Y | BR-UDID-77 |  | Y |  | RangeClinicalSizeType | maximum Applicable for ClinicalSize of Type RangeClinicalSizeType | Y |  | Y |  | O | - | - | O | - | Yes | HealthcareItemInformationModule | ClinicalSize | clinicalSizeValueMaximum | Clinical size value maximum / UOM | Indicate the maximum value representing the dimensional size that is clinically relevant for use by healthcare professionals. Examples: '175 MMT' for a needle gauge, or '250 MLT' for a syringe. EUDAMED, swissdamed: This attribute is used when 'Clinical size measurement precision code' (TC ID 4695) equals 'RANGE'. Use in combination with a valid 'Clinical size type code' (TC ID 4516). Select the UOM from the code list 'MeasurementUnitCode_GDSN' restricted to this attribute and to target market = '097' (EU) for EUDAMED - respectively = '756' (Switzerland) for swissdamed. | 12 MLT | Measurement | 1..70 (30.39) | 0..* | Yes | No | MeasurementUnitCode_GDSN | 6379 | 6380 | 4694
No | N/A in GDSN | FLD-UDID-359 | Measure Unit Description | ClinicalSize | Decription of the Measure Unit , given when the Clinical Size Type has the option OTHER |  | LanguageSpecificContent [EUDAMED- Common Entities] |  |  | 0..1 Required when the Measure Unit Type has option Other |  |  | Y |  |  | Y |  | RangeClinicalSizeType ValueClinicalSizeType | description Applicable for ClinicalSize of Type RangeClinicalSizeType or ValueClinicalSizeType | Y |  | Y |  | O | - | - | O | - | Yes | (GDSN equivalent is currently not planned) | [11 empty] | N/A |  | N/A
Yes |  | FLD-UDID-194 | /Value(Text) | ClinicalSize | Device Clinical Sizes can be provided if applicable. Several Clinical Sizes can be added for the Device. Clinical Size will be defined by the Type, Precizion, Value (either Range, single value or Text) and Measuring Unit Value that the Clinical Size can get (when Text is selected as Precision) |  | String | S |  | 0..1 Occurrence applicable if Clinical Size (FLD-UDID-146) is provided Required when Precision has value Text |  |  | Y |  |  | Y |  | TextClinicalSizeType | text Applicable for ClinicalSize of Type TextClinicalSizeType | Y |  | Y |  | O | - | - | O | - | Yes | HealthcareItemInformation | ClinicalSize | clinicalSizeValueText | Clinical size value text | Indicate the text value that denotes the clinically relevant dimensional size for use by the clinical user. For example '16 gauge' for a needle and '200 cubic centimetres' for a syringe. EUDAMED, swissdamed: This attribute is used when 'Clinical size measurement precision code' (TC ID 4695) equals 'TEXT' together with a valid 'Clinical size type code' (TC ID 4516). The attribute is language independend; provide the size value as shown on the label or in the product documentation. | 6.5 french | string | 1..500 | 0..1 | No | No |  | 8784 |  | 7086
Yes | Group line | FLD-UDID-140 | List of CMR Substances associated to Device | UDIData | References to the CMR Substances associated to the device |  | CMRSubstance (SubstanceList) |  |  | 0..n |  |  | Y | BR-UDID-25 | Y (Edit; Add; Delete) | Y |  | MDRUDIDIDataType | substances Defined as a substance having the type CMRSubstanceType |  |  | Y |  | O | - | - | - | - | Yes | ChemicalRegulationInformationModule | RegulatedChemical | regulatedChemicalTypeCode | Regulated chemical type code | Indicate the type of regulated chemical (substance) as defined by the responsible regulatory agency. Select one option from the code list 'RegulatedChemicalTypeCode': 'CMR_SUBSTANCE', 'ENDOCRINE_SUBSTANCE', 'MEDICINAL_PRODUCT' or 'HUMAN_PRODUCT'. This attribute is used in combination with 'Chemical regulation agency' (TC ID 301), 'Chemical regulation name' (TC ID 302), and any related attribute(s) required for the value options. | CMR_SUBSTANCE | CodeList | 1..80 | 0..1 | No | No | RegulatedChemicalTypeCode | 6386 | 714, 724 | 4692 | 301, 302
Yes | Group line | FLD-UDID-140 | List of CMR Substances associated to Device | UDIData | References to the CMR Substances associated to the device |  | CMRSubstance (SubstanceList) |  |  | 0..n |  |  | Y | BR-UDID-25 | Y (Edit; Add; Delete) | Y |  | MDRUDIDIDataType | substances Defined as a substance having the type CMRSubstanceType |  |  | Y |  | O | - | - | - | - | Yes | ChemicalRegulationInformationModule | ChemicalRegulationInformation | chemicalRegulationAgency | Chemical regulation agency | Indicate the agency responsible for the regulated chemicals. This attribute is used in combination with 'Regulated chemical type code' (TC ID 4692), 'Chemical regulation name' (TC ID 302), and any related attribute(s) required for the value options. EUDAMED, swissdamed: Use value 'ECHA' when 'Regulated chemical type code' (TC ID 4692) equals 'CMR_SUBSTANCE' or 'ENDOCRINE_SUBSTANCE' . Use value 'WHO' when 'Regulated chemical type code' (TC ID 4692) equals 'MEDICINAL_PRODUCT' or 'HUMAN_PRODUCT'. | ECHA | string | 1..200 | 1..1 | Yes | No |  | 714 | 6386, 724 | 301 | 4692, 302
Yes | Group line | FLD-UDID-140 | List of CMR Substances associated to Device | UDIData | References to the CMR Substances associated to the device |  | CMRSubstance (SubstanceList) |  |  | 0..n |  |  | Y | BR-UDID-25 | Y (Edit; Add; Delete) | Y |  | MDRUDIDIDataType | substances Defined as a substance having the type CMRSubstanceType |  |  | Y |  | O | - | - | - | - | Yes | ChemicalRegulationInformationModule | ChemicalRegulation | chemicalRegulationName | Chemical regulation name | Indicate name of the regulation issued by the compentent regulatory agency. This attribute is used in combination with 'Regulated chemical type code' (TC ID 4692), 'Chemical regulation agency' (TC ID 301), and any related attribute(s) required for the value options. EUDAMED, swissdamed: Use value 'ECICS' when 'Regulated chemical type code' (TC ID 4692) equals 'CMR_SUBSTANCE' or 'ENDOCRINE_SUBSTANCE' . Use value 'INN' when 'Regulated chemical type code' (TC ID 4692) equals 'MEDICINAL_PRODUCT' or 'HUMAN_PRODUCT'. | ECICS | string | 1..200 | 1..1 | No | No |  | 724 | 6386, 714 | 302 | 4692, 301
Yes |  | FLD-UDID-200 | Category of CMR | CMRSubstance (SubstanceList) | Field stores the Type of CMR Substance. It is only applicable when the Substance registered is a CMR Substance | ENUM_UDID_CMRType | Enum |  |  | 1 Occurrence applicable if List of CMR Substances (FLD-UDID-140) is provided |  |  | Y |  | Y (Edit; Add; Delete) | Y |  | CMRSubstanceType | type |  |  | Y |  | O | - | - | - | - | Yes | ChemicalRegulationInformationModule | RegulatedChemical | carcinogenicMutagenicReprotoxicTypeCode | Carcinogenic Mutagenic Reprotoxic (CMR) type code | Indicate the category of Carcinogenic, mutagenic, reprotoxic (CMR) substance contained in the medical device. Per Substance select one option from the code list 'CarcinogenicMutagenicReprotoxicTypeCode': 'CMR_1A' or 'CMR_1B'. The attribute 'Carcinogenic Mutagenic Reprotoxic (CMR) type code' is only used when 'RegulatedChemicalTypeCode' equals 'CMR_SUBSTANCE'. | CMR_1B | CodeList | 1..80 | 0..1 | No | No | CarcinogenicMutagenicReprotoxicTypeCode | 6385 | 6386, 714, 724 | 4691 | 4692, 301, 302
Yes |  | FLD-UDID-201 | Name of Substance | CMRSubstance (SubstanceList) | Field stores the Name of Substance In case the #CAS, #EC is provided, Name of substance must be provided without the Language |  | LanguageSpecificContent [EUDAMED- Common Entities] | L | Y | 0..1 Applicable if List of CMR Substances (FLD-UDID-140) is provided In case the #CAS, #EC is provided, Name of substance must be provided without the Language |  |  | Y |  | Y (Edit; Add; Delete) | Y |  | SubstanceType | name |  |  | Y |  | O | - | - | - | - | Yes | ChemicalRegulationInformationModule | RegulatedChemical | regulatedChemicalDescription | Regulated chemical description / Language | Indicate the substance name as a text description. EUDAMED, swissdamed: This attribute is used in combination with 'Regulated chemical type code' (TC ID 4692), 'Chemical regulation agency' (TC ID 301), 'Chemical regulation name' (TC ID 302), and any other optional substance descripton or value option. Provide the text at least in language = 'en' (English). This is required in particular: When CAS or EC code is provided under 'Regulated chemical value / code list agency name' (TC ID 303, 307) for CMR or Endocrine substance, only one substance name with language code 'en' shall be provided and will be mapped to EUDAMED/swissdamed (which means all languages). Do not use this attribute, if 'INN' (International Nonproprietary Names) is provided under 'Regulated chemical name' (TC ID 315) for a Medicinal or Human product substance. | Benzen | Description2000 | 1..2000 | 0..* | Yes | Yes |  | 727 | 728, 6386, 714, 724 | 311 | 4692, 301, 302
Yes |  | FLD-UDID-202 | CAS# | CMRSubstance (SubstanceList) | Field stores the CAS Code (CAS#) associated to the CMR substance. CAS# can be provided only for CMR or Endocrine-disrupting substances |  | String | 12 |  | 0..1 Applicable if List of CMR Substances (FLD-UDID-140) is provided |  |  | Y |  | Y (Edit; Add; Delete) | Y |  | CMRSubstanceType | CASCode |  |  | Y |  | O | - | - | - | - | Yes | ChemicalRegulationInformationModule | RegulatedChemical | regulatedChemicalIdentifierCodeReference/Code | Regulated chemical value | Indicate an identifier for a regulated chemical, for example a CAS or EC number. EUDAMED, swissdamed: This attribute is used together with 'Regulated chemical code list agency name' (TC ID 307), and in combination with 'Regulated chemical type code' (TC ID 4692), 'Chemical regulation agency' (TC ID 301), 'Chemical regulation name' (TC ID 302), and any other optional substance descripton or value option. | 71-43-2 | Code | 1..80 | 0..1 | No | No |  | 734 | 738, 6386, 714, 724 | 303 | 4692, 301, 302, 307
Yes |  | FLD-UDID-202 | CAS# | CMRSubstance (SubstanceList) | Field stores the CAS Code (CAS#) associated to the CMR substance. CAS# can be provided only for CMR or Endocrine-disrupting substances |  | String | 12 |  | 0..1 Applicable if List of CMR Substances (FLD-UDID-140) is provided |  |  | Y |  | Y (Edit; Add; Delete) | Y |  | CMRSubstanceType | CASCode |  |  | Y |  | O | - | - | - | - | Yes | ChemicalRegulationInformationModule | RegulatedChemical | regulatedChemicalIdentifierCodeReference/@codeListAgencyName | Regulated chemical code list agency name | Indicate the name of the agency managing the identifier’s code list, for example 'CAS' or 'EC'. This attribute is used in combination with 'Regulated chemical value' (TC ID 303), 'Regulated chemical type code' (TC ID 4692), 'Chemical regulation agency' (TC ID 301), 'Chemical regulation name' (TC ID 302), and any other optional substance description or value option. EUDAMED, swissdamed: Use value 'CAS' for CAS Number or 'EC' for EC Number. | CAS | string | 1..80 | 0..1 | No | No |  | 738 | 734, 6386, 714, 724 | 307 | 4692, 301, 302, 303
Yes |  | FLD-UDID-203 | EC# | CMRSubstance (SubstanceList) | Field Stores the EC Code (EC#)associated to the CMR or Endocrine disrupting substance. EC# can be provided only for CMR or Endocrine-disrupting substances |  | String | 9 |  | 0..1 Occurrence applicable if List of CMR Substances (FLD-UDID-140) is provided |  |  | Y |  | Y (Edit; Add; Delete) | Y |  | CMRSubstanceType | ECCode |  |  | Y |  | O | - | - | - | - | Yes | ChemicalRegulationInformationModule | RegulatedChemical | regulatedChemicalIdentifierCodeReference/Code | Regulated chemical value | Indicate an identifier for a regulated chemical, for example a CAS or EC number. EUDAMED, swissdamed: This attribute is used together with 'Regulated chemical code list agency name' (TC ID 307), and in combination with 'Regulated chemical type code' (TC ID 4692), 'Chemical regulation agency' (TC ID 301), 'Chemical regulation name' (TC ID 302), and any other optional substance descripton or value option. | 200-753-7 | Code | 1..80 | 0..1 | No | No |  | 734 | 738, 6386, 714, 724 | 303 | 4692, 301, 302, 307
Yes |  | FLD-UDID-203 | EC# | CMRSubstance (SubstanceList) | Field Stores the EC Code (EC#)associated to the CMR or Endocrine disrupting substance. EC# can be provided only for CMR or Endocrine-disrupting substances |  | String | 9 |  | 0..1 Occurrence applicable if List of CMR Substances (FLD-UDID-140) is provided |  |  | Y |  | Y (Edit; Add; Delete) | Y |  | CMRSubstanceType | ECCode |  |  | Y |  | O | - | - | - | - | Yes | ChemicalRegulationInformationModule | RegulatedChemical | regulatedChemicalIdentifierCodeReference/@codeListAgencyName | Regulated chemical code list agency name | Indicate the name of the agency managing the identifier’s code list, for example 'CAS' or 'EC'. This attribute is used in combination with 'Regulated chemical value' (TC ID 303), 'Regulated chemical type code' (TC ID 4692), 'Chemical regulation agency' (TC ID 301), 'Chemical regulation name' (TC ID 302), and any other optional substance description or value option. EUDAMED, swissdamed: Use value 'CAS' for CAS Number or 'EC' for EC Number. | EC | string | 1..80 | 0..1 | No | No |  | 738 | 734, 6386, 714, 724 | 307 | 4692, 301, 302, 303
Yes | Group line | FLD-UDID-310 | List of Endocrine Substances associated to Device | UDIData | References to the Endocrine Substances associated to the device |  | EndocrineSubstance (SubstanceList) |  |  | 0..n |  |  | Y | BR-UDID-27 | Y (Edit; Add; Delete) | Y |  | MDRUDIDIDataType | substances Defined as a substance having the type EndocrineSubstanceType |  |  | Y |  | O | - | - | - | - | Yes | ChemicalRegulationInformationModule | RegulatedChemical | regulatedChemicalTypeCode | Regulated chemical type code | Indicate the type of regulated chemical (substance) as defined by the responsible regulatory agency. Select one option from the code list 'RegulatedChemicalTypeCode': 'CMR_SUBSTANCE', 'ENDOCRINE_SUBSTANCE', 'MEDICINAL_PRODUCT' or 'HUMAN_PRODUCT'. This attribute is used in combination with 'Chemical regulation agency' (TC ID 301), 'Chemical regulation name' (TC ID 302), and any related attribute(s) required for the value options. | ENDOCRINE_SUBSTANCE | CodeList | 1..80 | 0..1 | No | No | RegulatedChemicalTypeCode | 6386 | 714, 724 | 4692 | 301, 302
Yes | Group line | FLD-UDID-310 | List of Endocrine Substances associated to Device | UDIData | References to the Endocrine Substances associated to the device |  | EndocrineSubstance (SubstanceList) |  |  | 0..n |  |  | Y | BR-UDID-27 | Y (Edit; Add; Delete) | Y |  | MDRUDIDIDataType | substances Defined as a substance having the type EndocrineSubstanceType |  |  | Y |  | O | - | - | - | - | Yes | ChemicalRegulationInformationModule | ChemicalRegulationInformation | chemicalRegulationAgency | Chemical regulation agency | Indicate the agency responsible for the regulated chemicals. This attribute is used in combination with 'Regulated chemical type code' (TC ID 4692), 'Chemical regulation name' (TC ID 302), and any related attribute(s) required for the value options. EUDAMED, swissdamed: Use value 'ECHA' when 'Regulated chemical type code' (TC ID 4692) equals 'CMR_SUBSTANCE' or 'ENDOCRINE_SUBSTANCE' . Use value 'WHO' when 'Regulated chemical type code' (TC ID 4692) equals 'MEDICINAL_PRODUCT' or 'HUMAN_PRODUCT'. | ECHA | string | 1..200 | 1..1 | Yes | No |  | 714 | 6386, 724 | 301 | 4692, 302
Yes | Group line | FLD-UDID-310 | List of Endocrine Substances associated to Device | UDIData | References to the Endocrine Substances associated to the device |  | EndocrineSubstance (SubstanceList) |  |  | 0..n |  |  | Y | BR-UDID-27 | Y (Edit; Add; Delete) | Y |  | MDRUDIDIDataType | substances Defined as a substance having the type EndocrineSubstanceType |  |  | Y |  | O | - | - | - | - | Yes | ChemicalRegulationInformationModule | ChemicalRegulation | chemicalRegulationName | Chemical regulation name | Indicate name of the regulation issued by the compentent regulatory agency. This attribute is used in combination with 'Regulated chemical type code' (TC ID 4692), 'Chemical regulation agency' (TC ID 301), and any related attribute(s) required for the value options. EUDAMED, swissdamed: Use value 'ECICS' when 'Regulated chemical type code' (TC ID 4692) equals 'CMR_SUBSTANCE' or 'ENDOCRINE_SUBSTANCE' . Use value 'INN' when 'Regulated chemical type code' (TC ID 4692) equals 'MEDICINAL_PRODUCT' or 'HUMAN_PRODUCT'. | ECICS | string | 1..200 | 1..1 | No | No |  | 724 | 6386, 714 | 302 | 4692, 301
Yes |  | FLD-UDID-313 | Name of Substance | EndocrineSubstance (SubstanceList) | Field stores the Name of Substance In case the #CAS, #EC is provided, Name of substance must be provided without the Language |  | LanguageSpecificContent [EUDAMED- Common Entities] | L | Y | 0..1 Occurrence applicable if List of Endocrine Substances (FLD-UDID-310) is provided. In case the #CAS, #EC is provided, Name of substance must be provided without the Language |  |  | Y |  | Y (Edit; Add; Delete) | Y |  | SubstanceType | name |  |  | Y |  | O | - | - | - | - | Yes | ChemicalRegulationInformationModule | RegulatedChemical | regulatedChemicalDescription | Regulated chemical description / Language | Indicate the substance name as a text description. EUDAMED, swissdamed: This attribute is used in combination with 'Regulated chemical type code' (TC ID 4692), 'Chemical regulation agency' (TC ID 301), 'Chemical regulation name' (TC ID 302), and any other optional substance descripton or value option. Provide the text at least in language = 'en' (English). This is required in particular: When CAS or EC code is provided under 'Regulated chemical value / code list agency name' (TC ID 303, 307) for CMR or Endocrine substance, only one substance name with language code 'en' shall be provided and will be mapped to EUDAMED/swissdamed (which means all languages). Do not use this attribute, if 'INN' (International Nonproprietary Names) is provided under 'Regulated chemical name' (TC ID 315) for a Medicinal or Human product substance. | Estradiol | Description2000 | 1..2000 | 0..* | Yes | Yes |  | 727 | 728, 6386, 714, 724 | 311 | 4692, 301, 302
Yes |  | FLD-UDID-314 | CAS# | EndocrineSubstance (SubstanceList) | Field stores the CAS Code (CAS#) associated to the CMR substance. CAS# can be provided only for CMR or Endocrine-disrupting substances |  | String | 12 |  | 0..1 Occurrence applicable if List of Endocrine Substances (FLD-UDID-310) is provided |  |  | Y |  | Y (Edit; Add; Delete) | Y |  | EndocrineSubstanceType | CASCode |  |  | Y |  | O | - | - | - | - | Yes | ChemicalRegulationInformationModule | RegulatedChemical | regulatedChemicalIdentifierCodeReference/Code | Regulated chemical value | Indicate an identifier for a regulated chemical, for example a CAS or EC number. EUDAMED, swissdamed: This attribute is used together with 'Regulated chemical code list agency name' (TC ID 307), and in combination with 'Regulated chemical type code' (TC ID 4692), 'Chemical regulation agency' (TC ID 301), 'Chemical regulation name' (TC ID 302), and any other optional substance descripton or value option. | 50-28-2 | Code | 1..80 | 0..1 | No | No |  | 734 | 738, 6386, 714, 724 | 303 | 4692, 301, 302, 307
Yes |  | FLD-UDID-314 | CAS# | EndocrineSubstance (SubstanceList) | Field stores the CAS Code (CAS#) associated to the CMR substance. CAS# can be provided only for CMR or Endocrine-disrupting substances |  | String | 12 |  | 0..1 Occurrence applicable if List of Endocrine Substances (FLD-UDID-310) is provided |  |  | Y |  | Y (Edit; Add; Delete) | Y |  | EndocrineSubstanceType | CASCode |  |  | Y |  | O | - | - | - | - | Yes | ChemicalRegulationInformationModule | RegulatedChemical | regulatedChemicalIdentifierCodeReference/@codeListAgencyName | Regulated chemical code list agency name | Indicate the name of the agency managing the identifier’s code list, for example 'CAS' or 'EC'. This attribute is used in combination with 'Regulated chemical value' (TC ID 303), 'Regulated chemical type code' (TC ID 4692), 'Chemical regulation agency' (TC ID 301), 'Chemical regulation name' (TC ID 302), and any other optional substance description or value option. EUDAMED, swissdamed: Use value 'CAS' for CAS Number or 'EC' for EC Number. | CAS | string | 1..80 | 0..1 | No | No |  | 738 | 734, 6386, 714, 724 | 307 | 4692, 301, 302, 303
Yes |  | FLD-UDID-315 | EC# | EndocrineSubstance (SubstanceList) | Field Stores the EC Code (EC#)associated to the CMR or Endocrine disrupting substance. EC# can be provided only for CMR or Endocrine-disrupting substances |  | String | 9 |  | 0..1 Occurrence applicable if List of Endocrine Substances (FLD-UDID-310) is provided |  |  | Y |  | Y (Edit; Add; Delete) | Y |  | EndocrineSubstanceType | ECCode |  |  | Y |  | O | - | - | - | - | Yes | ChemicalRegulationInformationModule | RegulatedChemical | regulatedChemicalIdentifierCodeReference/Code | Regulated chemical value | Indicate an identifier for a regulated chemical, for example a CAS or EC number. EUDAMED, swissdamed: This attribute is used together with 'Regulated chemical code list agency name' (TC ID 307), and in combination with 'Regulated chemical type code' (TC ID 4692), 'Chemical regulation agency' (TC ID 301), 'Chemical regulation name' (TC ID 302), and any other optional substance descripton or value option. | 200-023-8 | Code | 1..80 | 0..1 | No | No |  | 734 | 738, 6386, 714, 724 | 303 | 4692, 301, 302, 307
Yes |  | FLD-UDID-315 | EC# | EndocrineSubstance (SubstanceList) | Field Stores the EC Code (EC#)associated to the CMR or Endocrine disrupting substance. EC# can be provided only for CMR or Endocrine-disrupting substances |  | String | 9 |  | 0..1 Occurrence applicable if List of Endocrine Substances (FLD-UDID-310) is provided |  |  | Y |  | Y (Edit; Add; Delete) | Y |  | EndocrineSubstanceType | ECCode |  |  | Y |  | O | - | - | - | - | Yes | ChemicalRegulationInformationModule | RegulatedChemical | regulatedChemicalIdentifierCodeReference/@codeListAgencyName | Regulated chemical code list agency name | Indicate the name of the agency managing the identifier’s code list, for example 'CAS' or 'EC'. This attribute is used in combination with 'Regulated chemical value' (TC ID 303), 'Regulated chemical type code' (TC ID 4692), 'Chemical regulation agency' (TC ID 301), 'Chemical regulation name' (TC ID 302), and any other optional substance description or value option. EUDAMED, swissdamed: Use value 'CAS' for CAS Number or 'EC' for EC Number. | EC | string | 1..80 | 0..1 | No | No |  | 738 | 734, 6386, 714, 724 | 307 | 4692, 301, 302, 303
No | Group line | FLD-UDID-311 | List of Medicinal product substances associated to the Device | UDIData | References to the Medicinal product Substances associated to the device |  | MedicinalProductSubstance (SubstanceList) |  |  | 0..n |  |  | Y | BR-UDID-41 | Y (Edit; Add; Delete) If innitially have been marked as applicable (at Basic UDI-DI level) | Y |  | MDRUDIDIDataType | substances Defined as a substance having the type MedicalHumanProductSubstanceType | Y |  | Y |  | CM | - | - | CM | - | Yes | ChemicalRegulationInformationModule | ChemicalRegulation | RegulatedChemical | Regulated chemical | Provides details on any chemical regulated by a chemical regulation. |  | Class |  | 0..* | No | Yes |  | 726 |  | 332
Yes | Group line | FLD-UDID-311 | List of Medicinal product substances associated to the Device | UDIData | References to the Medicinal product Substances associated to the device |  | MedicinalProductSubstance (SubstanceList) |  |  | 0..n |  |  | Y | BR-UDID-41 | Y (Edit; Add; Delete) If innitially have been marked as applicable (at Basic UDI-DI level) | Y |  | MDRUDIDIDataType | substances Defined as a substance having the type MedicalHumanProductSubstanceType | Y |  | Y |  | CM | - | - | CM | - | Yes | ChemicalRegulationInformationModule | ChemicalRegulationInformation | chemicalRegulationAgency | Chemical regulation agency | Indicate the agency responsible for the regulated chemicals. This attribute is used in combination with 'Regulated chemical type code' (TC ID 4692), 'Chemical regulation name' (TC ID 302), and any related attribute(s) required for the value options. EUDAMED, swissdamed: Use value 'ECHA' when 'Regulated chemical type code' (TC ID 4692) equals 'CMR_SUBSTANCE' or 'ENDOCRINE_SUBSTANCE' . Use value 'WHO' when 'Regulated chemical type code' (TC ID 4692) equals 'MEDICINAL_PRODUCT' or 'HUMAN_PRODUCT'. | WHO | string | 1..200 | 1..1 | Yes | No |  | 714 | 6386, 724 | 301 | 4692, 302
Yes | Group line | FLD-UDID-311 | List of Medicinal product substances associated to the Device | UDIData | References to the Medicinal product Substances associated to the device |  | MedicinalProductSubstance (SubstanceList) |  |  | 0..n |  |  | Y | BR-UDID-41 | Y (Edit; Add; Delete) If innitially have been marked as applicable (at Basic UDI-DI level) | Y |  | MDRUDIDIDataType | substances Defined as a substance having the type MedicalHumanProductSubstanceType | Y |  | Y |  | CM | - | - | CM | - | Yes | ChemicalRegulationInformationModule | ChemicalRegulation | chemicalRegulationName | Chemical regulation name | Indicate name of the regulation issued by the compentent regulatory agency. This attribute is used in combination with 'Regulated chemical type code' (TC ID 4692), 'Chemical regulation agency' (TC ID 301), and any related attribute(s) required for the value options. EUDAMED, swissdamed: Use value 'ECICS' when 'Regulated chemical type code' (TC ID 4692) equals 'CMR_SUBSTANCE' or 'ENDOCRINE_SUBSTANCE' . Use value 'INN' when 'Regulated chemical type code' (TC ID 4692) equals 'MEDICINAL_PRODUCT' or 'HUMAN_PRODUCT'. | INN | string | 1..200 | 1..1 | No | No |  | 724 | 6386, 714 | 302 | 4692, 301
Yes |  | FLD-UDID-316 | Type of Substance (Presence of a substance which, if used separately, may be considered to be a medicinal product/ Presence of a substance which, if used separately, may be considered to be a medicinal product derived from human blood or human plasma) | MedicinalProductSubstance (SubstanceList) | Field stores the details regarding the type of medicinal substance registered ( Substance which can be considered a Medicinal Product or Substance which may be considered a medicinal product derived from human blood or plasma) | ENUM_UDID_SubstType | Enum |  |  | 1 Occurrence applicable if List of medicinal product substances (FLD-UDID-311) is provided |  |  | Y |  | Y (Edit; Add; Delete) | Y |  | MedicalHumanProductSubstanceType | type | Y |  | Y |  | CM | - | - | CM | - | Yes | ChemicalRegulationInformationModule | RegulatedChemical | regulatedChemicalTypeCode | Regulated chemical type code | Indicate the type of regulated chemical (substance) as defined by the responsible regulatory agency. Select one option from the code list 'RegulatedChemicalTypeCode': 'CMR_SUBSTANCE', 'ENDOCRINE_SUBSTANCE', 'MEDICINAL_PRODUCT' or 'HUMAN_PRODUCT'. This attribute is used in combination with 'Chemical regulation agency' (TC ID 301), 'Chemical regulation name' (TC ID 302), and any related attribute(s) required for the value options. | HUMAN_PRODUCT | CodeList | 1..80 | 0..1 | No | No | RegulatedChemicalTypeCode | 6386 | 714, 724 | 4692 | 301, 302
Yes |  | FLD-UDID-317 | Name of Substance | MedicinalProductSubstance (SubstanceList) | Field stores the Name of Substance (applicable for all types of substances - CMR, Endocrine , Medicinal product, Medicinal product derived from human blood or human). In case of CMR Substances or Medicinal product and Medicinal product derived from human blood or human plasma , if the #CAS or #EC or INN is provided, field is no longer required |  | LanguageSpecificContent [EUDAMED- Common Entities] | L | Y | 0..1 Occurrence applicable if List of medicinal product substances (FLD-UDID-311) is provided Not required in case the INN is provided |  |  | Y |  | Y (Edit;Add; Delete) | Y |  | SubstanceType | name | Y |  | Y |  | O | - | - | O | - | Yes | ChemicalRegulationInformationModule | RegulatedChemical | regulatedChemicalDescription | Regulated chemical description / Language | Indicate the substance name as a text description. EUDAMED, swissdamed: This attribute is used in combination with 'Regulated chemical type code' (TC ID 4692), 'Chemical regulation agency' (TC ID 301), 'Chemical regulation name' (TC ID 302), and any other optional substance descripton or value option. Provide the text at least in language = 'en' (English). This is required in particular: When CAS or EC code is provided under 'Regulated chemical value / code list agency name' (TC ID 303, 307) for CMR or Endocrine substance, only one substance name with language code 'en' shall be provided and will be mapped to EUDAMED/swissdamed (which means all languages). Do not use this attribute, if 'INN' (International Nonproprietary Names) is provided under 'Regulated chemical name' (TC ID 315) for a Medicinal or Human product substance. | Human albumin | Description2000 | 1..2000 | 0..* | Yes | Yes |  | 727 | 728, 6386, 714, 724 | 311 | 4692, 301, 302
Yes |  | FLD-UDID-318 | INN | MedicinalProductSubstance (SubstanceList) | Field stores the INN value for the substance provided. INN can be provided only for substances which, if used separately, may be considered to be a medicinal product or substances which, if used separately, may be considered to be a medicinal product derived from human blood or human plasma. |  | String | L |  | 0..1 Occurrence applicable if List of medicinal product substances (FLD-UDID-311) is provided |  |  | Y |  | Y (Edit;Add; Delete) | Y |  | MedicalHumanProductSubstanceType | INN | Y |  | Y |  | O | - | - | O | - | Yes | ChemicalRegulationInformationModule | RegulatedChemical | regulatedChemicalName | Regulated chemical name | Indicate the International Nonproprietary Name (INN) of a chemical regulated by WHO. EUDAMED, swissdamed: This attribute is used in combination with 'Regulated chemical type code' (TC ID 4692), 'Chemical regulation agency' (TC ID 301), 'Chemical regulation name' (TC ID 302), and any other optional substance descripton or value option. | Human albumin | string | 1..2000 | 0..1 | No | No |  | 729 | 6386, 714, 724 | 315 | 4692, 301, 302
No | Group line | FLD-UDID-139 | Natural or Legal person who manufactured and designed the Device | UDIData | Reference to the natural or Legal person who Designed and Manufactured the device (in case the Device is designed and manufactured by another legal or natural person) |  | ProductDesignerLink |  |  | 0..1 |  |  | Y | BR-UDID-95 | Y (Edit) Can be updated in case initially it has been provided by specifying details of an Organisation that is not a registered Actor with an Actor ID/SRN . It cannot be updated if initially has been mentioned as Not applicable, or specified with an Actor ID/SRN) | Y | Y | DeviceUDIDIDataType | productDesignerActor | Y |  | Y |  | O | - | O | O | O | Yes | TradeItemCore | TradeItem | TradeItemContactInformation | Trade item contact information | Contact details for a trade item. |  | Class |  | 0..* | NA | Yes |  | 120 |  | 3205
Yes |  | FLD-UDID-221 | Enter the SRN (Is the Device designed and Manufactured by another legal or natural person) | ProductDesignerLink | Details of the Product Designer (Original Manufacturer) who Manufactured (produced) and Designed the Device. An original design manufacturer (ODM) is a company that designs and manufactures a product, as specified, that is eventually rebranded by another firm for sale. Details of the Product Designer can be given either by providing the SRN (if the PD is already registered in EUDAMED and has an SRN) or by providing Organisation details (Name and Contact Details - in case the PD is not registered in EUDAMED) SRN of the natural or legal person who designed and manufactured the device. Reference to a Manufacturer present in EUDAMED |  | String | SRN |  | 1 if SRN otherwise 0 Occurrence applicable if the Product Designer (FLD-UDID-139) is provided |  |  | Y |  | If an SRN has been previosuly provided as Product Designer it cannot be updated anymore | Y | Y | ProductDesignerActorType | productDesignerActorCode | Y |  | Y |  | O | - | O | O | O | Yes | TradeItemCore | TradeItemContactInformation | additionalPartyIdentification | Additional party identification type / value | Indicate the unique registration number of the actor registered in the UDI database. Select the relevant type code. This attribute is used in combination with 'Contact type code' (TC ID 3182). EUDAMED: Indicate the EU Single Registration Number(s) (code 'SRN') as registered in EUDAMED, in combination with 'Contact type code' (TC ID 3182), for the applicable actor(s), depending on their legal role(s): code 'EMA' = Manufacturer registered in EUDAMED; code 'EAR' = Authorized representative registered in EUDAMED, if the manufacturer is established outside the EU (non-EU MF) code 'EPP' = System pack producer registered in EUDAMED; code 'EPD' = Product designer registered in EUDAMED; only to be used if applicable (NOT identical to the Manufacturer actor MF). swissdamed: Indicate the Swiss Single Registration Numbers (code 'CHRN') as registered in swissdamed in combination with 'Contact type code' (TC ID 3182), for the applicable actor(s), depending on their legal role(s): code 'EMA' = Swiss Manufacturer registered in swissdamed OR, if the manufacturer is established outside Switzerland (non-CH MF), the Mandate ID, which is composed of the CHRN of the Swiss Authorized representative registered in swissdamed and the corresponding mandate identifier. code 'EAR' = Swiss Authorized representative registered in swissdamed, if the manufacturer or producer is established outside Switzerland (non-CH MF or PR) code 'EPP' = Swiss System pack producer registered in swissdamed OR, if the producer is established outside Switzerland (non-CH PR), the Mandate ID, which is composed of the CHRN of the Swiss Authorized representative registered in swissdamed and the corresponding mandate identifier. In addition, indicate the EU Single Registration Number (code 'SRN') as registered in EUDAMED, in combination with 'Contact type code' (TC ID 3182), for the applicable actor(s), depending on their legal role(s): code 'EMA' = Manufacturer registered in EUDAMED; enter 'NA' if the product is not registered in EUDAMED; code 'EPP' = System pack producer registered in EUDAMED; enter 'NA' if the product is not registered in EUDAMED; code 'EPD' = Product designer registered in EUDAMED; only to be used if applicable (NOT identical to the Manufacturer actor MF). | SRN / BE-MF-000000942 | string | 1..80 | 0..* | NA | NA | AdditionalPartyIdentificationTypeCode | 129 | 130 | 3183 | 3182
Yes |  | FLD-UDID-221 | Enter the SRN (Is the Device designed and Manufactured by another legal or natural person) | ProductDesignerLink | Details of the Product Designer (Original Manufacturer) who Manufactured (produced) and Designed the Device. An original design manufacturer (ODM) is a company that designs and manufactures a product, as specified, that is eventually rebranded by another firm for sale. Details of the Product Designer can be given either by providing the SRN (if the PD is already registered in EUDAMED and has an SRN) or by providing Organisation details (Name and Contact Details - in case the PD is not registered in EUDAMED) SRN of the natural or legal person who designed and manufactured the device. Reference to a Manufacturer present in EUDAMED |  | String | SRN |  | 1 if SRN otherwise 0 Occurrence applicable if the Product Designer (FLD-UDID-139) is provided |  |  | Y |  | If an SRN has been previosuly provided as Product Designer it cannot be updated anymore | Y | Y | ProductDesignerActorType | productDesignerActorCode | Y |  | Y |  | O | - | O | O | O | Yes | TradeItemCore | TradeItemContactInformation | contactTypeCode | Contact type code | Indicate the code specifying the type of contact for a product. This attribute is used in combination either with 'Additional party identification type / value' (TC ID 3183) or contact details under 'Trade item contact information' (TC ID 3205). EUDAMED, swissdamed: Indicate the applicable code(s) for the actor(s), depending on their legal role: code 'EMA' = Manufacturer actor UDI data base; code 'EAR' = Authorized representative actor UDI data base, if manufacturer is outside EU (non-EU MF) for EUDAMED, or the Swiss authorised representative (CH-REP) for swissdamed; code 'EPP' = System pack producer actor UDI data base; and, for the above actor types, indicate the EU Single Registration Number (SRN) registered in EUDAMED, or the Swiss Single Registration Number (CHRN) for swissdamed, in 'Additional party identification type / value' (TC ID 3183). For Product designer actor: code 'EPD' = Product designer actor UDI data base and indicate the EU Single Registration Number (SRN) registered in EUDAMED in 'Additional party identification type / value' (TC ID 3183) or contact details under 'Trade item contact information' (TC ID 3205); only to be used if applicable (NOT identical to the Manufactorer actor MF). | EPD | CodeList | 1..80 | 1..1 | No | No | ContactTypeCode | 127 | 129, 130 | 3182 | 3183
No | Group line | FLD-UDID-222 | Organisation (When the Product Designer is not already registered as a Manufacturer in EUAMED) | ProductDesignerLink | Details of the Product Designer (Original Manufacturer) who Manufactured (produced) or Designed the Device. Reference to the Product Designer Organisation details provided in case the Manufacturer that designed and manufactured the device is not present(registered) in EUDAMED. |  | ProductDesignerOrganisation |  |  | 0 if SRN otherwise 1 Occurrence applicable if the Product Designer (FLD-UDID-139) is provided |  |  | Y | BR-UDID-718 | Y (Edit) | Y | Y | ProductDesignerActorType | productDesignerOrganisation | Y |  | Y |  | O | - | O | O | O | Yes | TradeItemCore | TradeItem | TradeItemContactInformation | Trade item contact information | Contact details for a trade item. |  | Class |  | 0..* | NA | Yes |  | 120 |  | 3205
Yes |  | FLD-UDID-353 | Organisation Name | ProductDesignerOrganisation | Name of the Organisation |  | LanguageSpecificContent | S |  | 1 Occurrence applicable if the ProductDesignerOrganisation (FLD-UDID-222) is provided |  |  | Y |  | Y (Edit) | Y | Y | productDesignerOrganisation | organizationName | Y |  | Y |  | O | - | O | O | O | Yes | TradeItemCore | TradeItemContactInformation | contactName | Contact name | Indicate the name of the company or person associated with the contact type. Use in combination with 'Contact type code' (TC ID 127). EUDAMED, swissdamed: For Product designer actor UDI database indicate either a SRN in 'Additional party identification type / value' (TC ID 3183) for EUDAMED - respectively a CHRN in 'Additional party identification type / value' (TC ID 3183) for swissdamed - or contact details under 'Trade item contact information' (TC ID 3205) and indicate the code 'EPD' for 'Contact type code' (TC ID 3182). | Test Designer | string | 1..200 | 0..1 | No | No |  | 126 | 127 | 3195 | 3182
Yes |  | FLD-UDID-353 | Organisation Name | ProductDesignerOrganisation | Name of the Organisation |  | LanguageSpecificContent | S |  | 1 Occurrence applicable if the ProductDesignerOrganisation (FLD-UDID-222) is provided |  |  | Y |  | Y (Edit) | Y | Y | productDesignerOrganisation | organizationName | Y |  | Y |  | O | - | O | O | O | Yes | TradeItemCore | TradeItemContactInformation | contactTypeCode | Contact type code | Indicate the code specifying the type of contact for a product. This attribute is used in combination either with 'Additional party identification type / value' (TC ID 3183) or contact details under 'Trade item contact information' (TC ID 3205). EUDAMED, swissdamed: Indicate the applicable code(s) for the actor(s), depending on their legal role: code 'EMA' = Manufacturer actor UDI data base; code 'EAR' = Authorized representative actor UDI data base, if manufacturer is outside EU (non-EU MF) for EUDAMED, or the Swiss authorised representative (CH-REP) for swissdamed; code 'EPP' = System pack producer actor UDI data base; and, for the above actor types, indicate the EU Single Registration Number (SRN) registered in EUDAMED, or the Swiss Single Registration Number (CHRN) for swissdamed, in 'Additional party identification type / value' (TC ID 3183). For Product designer actor: code 'EPD' = Product designer actor UDI data base and indicate the EU Single Registration Number (SRN) registered in EUDAMED in 'Additional party identification type / value' (TC ID 3183) or contact details under 'Trade item contact information' (TC ID 3205); only to be used if applicable (NOT identical to the Manufactorer actor MF). | EPD | CodeList | 1..80 | 1..1 | No | No | ContactTypeCode | 127 | 129, 130 | 3182 | 3195
No | Group line | FLD-UDID-355 | Geographical Address | ProductDesignerOrganisation | Adress of the Product Desginer Organisation |  | GeographicAddress [EUDAMED- Common Entities |  |  | 1 Occurrence applicable if the ProductDesignerOrganisation (FLD-UDID-222) is provided |  |  | Y |  | Y (Edit) | Y | Y | PartyType | geographicAddress | Y |  | Y |  | O | - | O | O | O | Yes | TradeItemCore | TradeItemContactInformation | StructuredAddress | Structured address | A simple address in a structured format. |  | Class |  | 0..* | NA | Yes |  | 5959 |  | 4508
Yes |  | FLD-EUD-034 | Street | GeographicAddress | A geographical address street name |  | String | M |  |  | 0..1 |  |  |  | Y | Y |  | GeographicAddressType | street | Y |  | Y |  | O | - | O | O | O | Yes | TradeItemContactInformation | StructuredAddress | streetAddress | Street address | Indicate the street address expressed as free form text. For example, the name of the street and the number in the street or the name of a building. EUDAMED, swissdamed: For Product designer actor UDI database indicate either a SRN in 'Additional party identification type / value' (TC ID 3183) for EUDAMED - respectively a CHRN in 'Additional party identification type / value' (TC ID 3183) for swissdamed - or contact details under 'Trade item contact information' (TC ID 3205) and indicate the code 'EPD' for 'Contact type code' (TC ID 3182). | Musterstrasse | string | 1..500 | 0..1 | No | No |  | 5964 | 127 | 4513 | 3182
Yes |  | FLD-EUD-035 | Street number | GeographicAddress | A geographical address street number |  | String | XS |  |  | 0..1 |  |  |  | Y | Y |  | GeographicAddressType | streetNum | Y |  | Y |  | O | - | O | O | O | Yes | TradeItemContactInformation | StructuredAddress | streetNumber | Street number | Indicate the street number portion of the street address for the contact. EUDAMED, swissdamed: For Product designer actor UDI database indicate either a SRN in 'Additional party identification type / value' (TC ID 3183) for EUDAMED - respectively a CHRN in 'Additional party identification type / value' (TC ID 3183) for swissdamed - or contact details under 'Trade item contact information' (TC ID 3205) and indicate the code 'EPD' for 'Contact type code' (TC ID 3182). | 3 | string | 1..35 | 0..1 | No | No |  | 6509 | 127 | 4752 | 3182
Yes |  | FLD-EUD-036 | City name | GeographicAddress | A geographical address city name |  | String | M |  |  | 0..1 |  |  |  | Y | Y |  | GeographicAddressType | city | Y |  | Y |  | O | - | O | O | O | Yes | TradeItemContactInformation | StructuredAddress | city | City name | Indicate the name of the city for the contact. EUDAMED, swissdamed: For Product designer actor UDI database indicate either a SRN in 'Additional party identification type / value' (TC ID 3183) for EUDAMED - respectively a CHRN in 'Additional party identification type / value' (TC ID 3183) for swissdamed - or contact details under 'Trade item contact information' (TC ID 3205) and indicate the code 'EPD' for 'Contact type code' (TC ID 3182). | Musterstadt | string | 1..200 | 0..1 | No | No |  | 5960 | 127 | 4509 | 3182
Yes |  | FLD-EUD-039 | Postal code | GeographicAddress | A geographical address postal code |  | String | XS |  |  | 0..1 |  |  |  | Y | Y |  | GeographicAddressType | postCode | Y |  | Y |  | O | - | O | O | O | Yes | TradeItemContactInformation | StructuredAddress | postalCode | Postal code | Indicate the postal code for the contact. EUDAMED, swissdamed: For Product designer actor UDI database indicate either a SRN in 'Additional party identification type / value' (TC ID 3183) for EUDAMED - respectively a CHRN in 'Additional party identification type / value' (TC ID 3183) for swissdamed - or contact details under 'Trade item contact information' (TC ID 3205) and indicate the code 'EPD' for 'Contact type code' (TC ID 3182). | 9999 | string | 1..80 | 0..1 | No | No |  | 5962 | 127 | 4511 | 3182
Yes |  | FLD-EUD-040 | Address complement | GeographicAddress | A geographical address complement information |  | String | M |  |  | 0..1 |  |  |  | Y | Y |  | GeographicAddressType | AddressComplement | Y |  | Y |  | O | - | O | O | O | No | TradeItemContactInformation | StructuredAddress | complementAddress | Complement address | Indicate the complement address expressed as a free form text. For example, an industrial zone or apartment number. EUDAMED, swissdamed: For Product designer actor UDI database indicate either a SRN in 'Additional party identification type / value' (TC ID 3183) for EUDAMED - respectively a CHRN in 'Additional party identification type / value' (TC ID 3183) for swissdamed - or contact details under 'Trade item contact information' (TC ID 3205) and indicate the code 'EPD' for 'Contact type code' (TC ID 3182). | 2. OG | string | 1..250 | 0..* | No | Yes |  | 6434 | 127 | 4741 | 3182
Yes |  | FLD-EUD-041 | PO box | GeographicAddress | A geographical address Po Box |  | String | XS |  |  | 1 |  |  |  | Y | Y |  | GeographicAddressType | POBox | Y |  | Y |  | O | - | O | O | O | No | TradeItemContactInformation | StructuredAddress | poBox | PO box | Indicate the post office box for the contact. EUDAMED, swissdamed: For Product designer actor UDI database indicate either a SRN in 'Additional party identification type / value' (TC ID 3183) for EUDAMED - respectively a CHRN in 'Additional party identification type / value' (TC ID 3183) for swissdamed - or contact details under 'Trade item contact information' (TC ID 3205) and indicate the code 'EPD' for 'Contact type code' (TC ID 3182). | XD21945 | string | 1..35 | 0..1 | No | No |  | 6493 | 127 | 4746 | 3182
Yes |  | FLD-EUD-042 | Country | GeographicAddress | A geographical address country | ENUM_MDR_COUNTRY | Country |  |  |  | 1 |  | Y | BR-ACT-024 BR-ACT-036 BR-EUD-007 | Y | Y | Y | GeographicAddressType | country | Y |  | Y |  | O | - | O | O | O | Yes | TradeItemContactInformation | StructuredAddress | countryCode | Country code | Indicate the code specifying the country for the address. EUDAMED, swissdamed: For Product designer actor UDI database indicate either a SRN in 'Additional party identification type / value' (TC ID 3183) for EUDAMED - respectively a CHRN in 'Additional party identification type / value' (TC ID 3183) for swissdamed - or contact details under 'Trade item contact information' (TC ID 3205) and indicate the code 'EPD' for 'Contact type code' (TC ID 3182). | 756 | CodeList | 1..80 | 0..1 | No | No | CountryCode based on the ISO 3166-1 | 5961 | 127 | 4510 | 3182
No | Group line | FLD-UDID-354 | Contact Details | ProductDesignerOrganisation | For the Product Desginer Organisation Public Contact details need to be provided |  | PublicContactDetails [EUDAMED- Common Entities] |  |  | 1 (only Public Contact details) Occurrence applicable if the ProductDesignerOrganisation (FLD-UDID-222) is provided |  |  | Y |  | Y (Edit) | Y | Y | PartyType | contactDetails | Y |  | Y |  | O | - | O | O | O | Yes | TradeItemCore | TradeItemContactInformation | TargetMarketCommunicationChannel | Trade item contact information / Communication channel | The channel or manner in which a communication can be made, such as telephone or email. |  | Class |  | 0..* | NA | Yes |  | 132 | 133 | 3203 | 3204
Yes |  | FLD-EUD-017 | Telephone | PublicContactDetails | The actor's public contact telephone |  | String | XS |  |  | 0..1 |  |  |  | Y | Y |  | ElectronicContactType public = true | contactPerson.contactDetails.phone | Y |  | Y |  | O | - | O | O | O | Yes | TargetMarketCommunicationChannel | CommunicationChannel | communicationValue | Communication value | Indicate the value identifying the endpoint for the communication channel, for example a telephone number or an email address. This attribute is used in combination with 'Communication channel code' (TC ID 134). EUDAMED, swissdamed: For Product designer actor UDI database indicate either a SRN in 'Additional party identification type / value' (TC ID 3183) for EUDAMED - respectively a CHRN in 'Additional party identification type / value' (TC ID 3183) for swissdamed - or contact details under 'Trade item contact information' (TC ID 3205) and indicate the code 'EPD' for 'Contact type code' (TC ID 3182). | 413265987 | string | 1..200 | 1..1 | No | No |  | 135 | 127, 134 | 3201 | 3182, 3200
Yes |  | FLD-EUD-017 | Telephone | PublicContactDetails | The actor's public contact telephone |  | String | XS |  |  | 0..1 |  |  |  | Y | Y |  | ElectronicContactType public = true | contactPerson.contactDetails.phone | Y |  | Y |  | O | - | O | O | O | Yes | TargetMarketCommunicationChannel | CommunicationChannel | communicationChannelCode | Communication channel code | Indicate the code specifying the type of communication channel. This attribute is used in combination with 'Communication value' (TC ID 135). EUDAMED, swissdamed: For Product designer actor UDI database indicate either a SRN in 'Additional party identification type / value' (TC ID 3183) for EUDAMED - respectively a CHRN in 'Additional party identification type / value' (TC ID 3183) for swissdamed - or contact details under 'Trade item contact information' (TC ID 3205) and indicate the code 'EPD' for 'Contact type code' (TC ID 3182). If contact details are provided indicate at least 'EMAIL' and/or 'TELEPHONE' for 'Communication channel code' (TC ID 3200). | TELEPHONE | CodeList | 1..80 | 1..1 | No | No | CommunicationChannelCode | 134 | 127, 135 | 3200 | 3201
Yes |  | FLD-EUD-018 | Email | PublicContactDetails | The actor's public contact email |  | EmailAddress | XS |  |  | 1 |  |  |  | Y | Y |  | ElectronicContactType public = true | contactPerson.contactDetails.eMail | Y |  | Y |  | O | - | O | O | O | Yes | TargetMarketCommunicationChannel | CommunicationChannel | communicationValue | Communication value | Indicate the value identifying the endpoint for the communication channel, for example a telephone number or an email address. Use in combination with 'Communication channel code' (TC ID 134). EUDAMED, swissdamed: For Product designer actor UDI database indicate either a SRN in 'Additional party identification type / value' (TC ID 3183) for EUDAMED - respectively a CHRN in 'Additional party identification type / value' (TC ID 3183) for swissdamed - or contact details under 'Trade item contact information' (TC ID 3205) and indicate the code 'EPD' for 'Contact type code' (TC ID 3182). | max.mustermann@test.ch | string | 1..200 | 1..1 | No | No |  | 135 | 127, 134 | 3201 | 3182, 3200
Yes |  | FLD-EUD-018 | Email | PublicContactDetails | The actor's public contact email |  | EmailAddress | XS |  |  | 1 |  |  |  | Y | Y |  | ElectronicContactType public = true | contactPerson.contactDetails.eMail | Y |  | Y |  | O | - | O | O | O | Yes | TargetMarketCommunicationChannel | CommunicationChannel | communicationChannelCode | Communication channel code | Indicate the code specifying the type of communication channel. Use in combination with 'Communication value' (TC ID 135). EUDAMED, swissdamed: For Product designer actor UDI database indicate either a SRN in 'Additional party identification type / value' (TC ID 3183) for EUDAMED - respectively a CHRN in 'Additional party identification type / value' (TC ID 3183) for swissdamed - or contact details under 'Trade item contact information' (TC ID 3205) and indicate the code 'EPD' for 'Contact type code' (TC ID 3182). If contact details are provided indicate at least 'EMAIL' and/or 'TELEPHONE' for 'Communication channel code' (TC ID 3200). | EMAIL | CodeList | 1..80 | 1..1 | No | No | CommunicationChannelCode | 134 | 127, 135 | 3200 | 3201
No | Group line | FLD-UDID-309 | Container Packages related to UDI-DI | UDIData | Reference to the Container Package Structure associated to the UDI-DI |  | Containeditem [DD Container Pack] |  |  | 0..n |  |  | Y |  | Y (Edit; Add) | Y | Y | UDIDIDataType | packages |  |  | Y |  | O | O | O | - | - | Yes | (Construction for the packaging hierarchy) | TradeItem | NextLowerLevelTradeItemInformation | Next lower level trade item information | Information on the next lower level trade items in the trade item hierarchy. | For all items with tradeItemUnitDescriptorCode <> BASE_UNIT_OR_EACH | Class |  | 0..1
Yes |  | FLD-UDID-120 | Package UDI-DI | ContainedItem | Unique identifier of the Package UDI-DI. |  | String | XS |  | 1 Occurrence applicable if Container Package (FLD-UDID-309 is provided | Y |  | Y | BR-UDID-03 |  | Y | Y | DIIdentififierType | identifier |  |  | Y |  | M (packaging) | M (packaging) | M (packaging) | - | - | Yes | TradeItemCore | TradeItem | gtin | Trade item identification: GTIN | Indicate the GTIN (Global Trade Item Number). If the GTIN consists of less than 14 digits, fill in the value with leading zeros. The GTIN is the GS1 key used to uniquely identify a trade item (also for re- or transport packagings). | 07612345778334 | GTIN | 14..14 | 1..1 | No | No |  | 67 |  | 3059
Auto-populated | Default "GS1" based on GTIN | FLD-UDID-297 | Issuing Entity Package UDI-DI | ContainedItem | Assigned Issuing Entities that will generate the DI Codes allocated for all DI`s inside Eudamed (Basic UDI DI, UDI-DI, Unit of Use DI, Secondary Di , Package level DI). The Commission shall designate one or several entities to operate a system for assignment of UDIs ('issuing entity') | ENUM_MDR_IssuingEntity | Enum |  |  | 1 Occurrence applicable if Container Package (FLD-UDID-309 is provided | Y |  | Y |  |  | Y | Y | DIIdentififierType | issuingEntityCode |  |  | Y |  | M (packaging) | M (packaging) | M (packaging) | - | - | Yes |  |  |  |  | (default "GS1" based on GTIN) | [7 empty] | N/A |  | N/A
Yes |  | FLD-UDID-124 | Related Package (/ UDI-DI) | ContainedItem | Container Packaging Structure is a hierarchical structure defining how the Device is packaged together for shipping and selling reasons. The definition of the structure can start from the highest element in the structure (highest package in the structure) which contains no more parents and continues till the UDI-DI. Each element in the structure (each package element) must be defined. For all structures defined, the last element (lowest element in the structure) defined must be the UDI-DI (all structures defined - if several are defined, must be closed with the UDI-DI). The field stores a link to the child element in the structure (current element being its parent). Field will not be provided for the lowest element - the UDI-DI (as it has no more childs) |  | Containeditem [DD UDI-DI] [DD UDI-DI_SPP] |  |  | 1 Occurrence applicable if Container Package (FLD-UDID-309 is provided |  |  | Y | BR-UDID-661 |  | Y | Y | PackageUDIType | child |  |  | Y |  | M (packaging) | M (packaging) | M (packaging) | - | - | Yes | TradeItemCore | ChildTradeItem | ChildTradeItem/TradeItemIdentification | Child trade item: GTIN | Indicate the GTIN that uniquely identifies the next lower level product within the packaging/item hierarchy (the GTIN of the contained item). | 07612345778327 | GTIN | 14..14 | 1..1 | No | No |  | 203 |  | 3165
Yes | [23 empty] | - | - | - | - | - | Yes | TradeItemCore | NextLowerLevelTradeItemInformation | quantityOfChildren | Quantity of children | Indicate the number of different unique items (GTINs) at this particular level of the packaging/item hierarchy. | 1 | nonNegativeInteger | 1..70 | 1..1 | No | Yes |  | 199 |  | 3163
Yes | [23 empty] | - | - | - | - | - | Yes | TradeItemCore | ChildTradeItem | quantityOfNextLowerLevelTradeItem | Quantity of next lower level trade item | Indicate the amount of products specified in 'Child Trade Item: GTIN' on this level of the packaging/item hierarchy. Together with 'Child Trade Item: GTIN', it forms the link between two levels in the packaging hierarchy of an item by specifying how many of that item are contained in the item just described. | 10 | nonNegativeInteger | 1..70 | 1..1 | No | Yes |  | 202 |  | 3170
Yes |  | FLD-UDID-121 | Quantity per package | ContainedItem | Number of Items in the Package Structure. Used when describing the Container Packaging Structure of a Device. |  | Number |  |  | 1 Occurrence applicable if Container Package (FLD-UDID-309 is provided |  |  | Y |  |  | Y | Y | PackageUDIType | numberOfItems |  |  | Y |  | M (packaging) | M (packaging) | M (packaging) | - | - | Yes | TradeItemCore | NextLowerLevelTradeItemInformation | totalQuantityOfNextLowerLevelTradeItem | Total quantity of next lower level trade item | Indicate the total quantity of next lower level items that this packaging item contains. It is derived by summing the 'Quantity of next lower trade item' of all child trade item GTINs contained in this item. This information is usually auto populated by the data pool. | 10 | nonNegativeInteger | 1..70 | 1..1 | No | Yes |  | 200 |  | 3164
Yes |  | FLD-UDID-130 | Container Pack Status | ContainedItem | Status of the Container Package element (On the EU market, Not intended to be placed on the EU market, No longer placed on the EU market) | ENUM_UDID_ContainedItemStatus | Enum |  |  | 1 Occurrence applicable if Container Package (FLD-UDID-309 is provided |  |  | Y | BR-UDID-073 | Y (Edit) Only when the device is On the EU market status | Y | Y | PackageUDIType | code |  |  | Y |  | M (packaging) | M (packaging) | M (packaging) | - | - | Yes | MedicalDeviceTradeItemModule | MedicalDeviceInformation | eUMedicalDeviceStatusCode | UDID medical device market status code | Indicate the market status of the medical device for regulatory purposes. Example: On Market, No Longer Placed on the Market. This information is part of the UDID regulatory requirements and has to be populated on each level of the packaging hierarchy. EUDAMED: Indicate for all products. Additionally, for base units (UDI-DI) - except System and Procedure Packs -, when the 'UDID Medical device market status code' is set to 'ON_MARKET', additional information about the EU Member States must be provided. In this case, the attributes 'Sales condition target market country / Country code' (TC ID 4301) and 'Target market sales condition code' (TC ID 4299) are required. swissdamed: Indicate for all products. | ON_THE_MARKET | CodeList | 1..80 | 0..1 | No | No | EUMedicalDeviceStatus | 6363 |  | 4728
No | Headline | GDSN Mandatory (technical Attributes) | [26 empty] | - | GDSN Mandatory (technical Attributes)
Yes | [23 empty] | M | M | M | M | M | Yes | TradeItemCore | InformationProviderOfTradeItem | gln | Information provider GLN | Indicate the GLN (Global Location Number) of the party providing the product information. This is the GLN under which the item is stored in the data pool. | 7612345000435 | GLN | 13..13 | 0..1 | No | No |  | 83 |  | 3088
Yes | [23 empty] | M | M | M | M | M | Yes | TradeItemCore | InformationProviderOfTradeItem | partyName | Information provider name | Indicate the name of the party providing the product information. | UDI manufacturer POC/MVP | string | unbounded {1..200} | 0..1 | No | No |  | 85 |  | 3090
Yes | [23 empty] | M | M | M | M | M | Yes | TradeItemCore | TargetMarket | targetMarketCountryCode | Target market country code | Indicate the target market (country) assigned to the trade item (and all of its packaging items). The target market is where the trade item is intended to be sold. Different target markets have different demands regarding the item master data profile. Eudamed: Indicate '097' (= European Union) swissdamed: Indicate '756' (= Switzerland) | 097 | CodeList | 1..80 | 1..1 | No | No | CountryCode (based on GS1 Extendesion TM=097 European Union) | 112 |  | 3179
Yes | [23 empty] | M | M | M | M | M | Yes | TradeItem | TradeItem | tradeItemTradeChannelCode | Trade item trade channel code | Indicate the code UDI_REGISTRY to ensure that the data is prepared for publication to UDI databases such as EUDAMED or swissdamed. | UDI_REGISTRY | CodeList | 1..80 | 0..* | No | Yes | TradeChannelCode | 65 |  | 3075
Yes | [23 empty] | M | M | M | M | M | Yes | TradeItemCore | GDSNTradeItemClassification | gpcCategoryCode | GPC Brick | Indicate the GPC Brick code of the GS1 Global Product Classification (GPC), that specifies the product category of the trade item. healthcare/ECHO, Eudamed, swissdamed: Indicate GPC Brick code '10005844' for Medical Devices. | 10005844 | string | unbounded {8..8} | 1..1 | No | No |  | 161 |  | 3122
Yes | [23 empty] | M | M | M | M | M | Yes | TradeItemCore | TradeItem | tradeItemUnitDescriptorCode | Trade item unit descriptor | Indicate the hierarchical level of the trade item (e.g., pallet, case, base unit or each, etc.). Select a code from the code list 'TradeItemUnitDescriptorCode'. EUDAMED, swissdamed: For UDI-DI or Primary DI level use code 'BASE_UNIT_OR_EACH'. | BASE_UNIT_OR_EACH | CodeList | 1..80 | 0..1 | No | No | TradeItemUnitDescriptorCode | 66 |  | 3074
Yes | [23 empty] | M | M | M | M | M | Yes | TradeItemCore | TradeItem | isTradeItemABaseUnit | Is trade item a base unit | Indicate whether the GTIN is the base unit level of the trade item hierarchy by selecting 'true' or 'false'. | true | boolean | 4..5 | 0..1 | No | No |  | 56 |  | 3065
Yes | [23 empty] | M | M | M | M | M | Yes | TradeItemCore | TradeItem | isTradeItemADespatchUnit | Is trade item a despatch unit | Indicate whether the GTIN is a despatch unit by selecting 'true' or 'false'. | true | boolean | 4..5 | 0..1 | No | No |  | 58 |  | 3067
Yes | [23 empty] | M | M | M | M | M | Yes | TradeItemCore | TradeItem | isTradeItemAnOrderableUnit | Is trade item an orderable unit | Indicate whether the GTIN is an orderable unit by selecting 'true' or 'false'. | true | boolean | 4..5 | 0..1 | No | No |  | 60 |  | 3069
Yes | [23 empty] | CM | CM | CM | CM | CM | Yes | PackagingInformationModule | Packaging | platformTypeCode | Platform type code | Indicate the type of pallet on which the described despatch unit is delivered on, by using a code from the code list 'PlatformTypeCode'. | 11 | CodeList | 1..80 | 0..1 | No | No | PlatformTypeCode | 2181 |  | 1724
Yes | [23 empty] | M | M | M | M | M | Yes | TradeItemCore | TradeItemSynchronisationDates | lastChangeDateTime | Changed at | Indicates the point in time where the last modification on the trade item was made and stored in the data pool. This information is usually auto populated by the data pool. | 15.11.2025 00:00:00 | dateTime | 1..24 | 1..1 | No | No |  | 145 |  | 3250
Yes | [23 empty] | M | M | M | M | M | Yes | TradeItemCore | TradeItemSynchronisationDates | effectiveDateTime | Effective date time | Indicate the date from which the information content of the master data version becomes valid. This attribute is mandatory with every change, in order to be able to distinguish between different data versions. The date entered may not be in the past, unless you send a correction. | 15.11.2025 00:00:00 | dateTime | 1..24 | 0..1 | No | No |  | 144 |  | 3254
Yes | Added GDSN attribute for discontinued items ("No longer on the market") | [22 empty] | O | O | O | O | O | Yes | TradeItemCore | TradeItemSynchronisationDates | discontinuedDateTime | Discontinued date time | Indicate the final end of validity for the information or data record relating to a GTIN. It indicates that the supplier does not wish to send any further updates for this item after this date. Note: before depublishing the GTIN, it is important to indicate the 'Discontinued Date Time'. | 31.12.2039 00:00:00 | dateTime | 1..24 | 0..1 | No | No |  | 143 |  | 3253
Yes | [23 empty] | M | M | M | M | M | Yes | CatalogueItemPublication | CatalogueItemPublication | publishToGLN | Publish to GLN | For publication use the relevant Publish To GLNs from your dedicated GDSN data pool service e.g. 4399902421386 firstbase UDI Connector. Refer to the GS1 EUDAMED Guidline document, which GLN to use. | 4399902421386 | GLN | 13..13 | 1..1 | No | No |  | 4161 |  | N/A
No | Headline | Out of Scope for M2M/DTX Submission (UDI-Module) | [26 empty] | - | Out of Scope for DTX Submission (UDI-Module)
No | Group line, Device substatus entity is being populated for a device that is referenced in FSCA report in the Vigilance module. | FLD-UDID-343 | Certificates linked to the Device | BasicUDIData | Reference to existing Certificates in EUDAMED linked to the current Basic UDI Information is returned only when the Certificates are linked to the Device in EUDAMED . |  | CertificateLink |  |  | 0..n | [5 empty] | Y | Y | BasicUDIType | certificateLinks |  | Y |  |  | N/A | N/A | N/A | N/A | N/A | No
No | Out of Scope for M2M/DTX Submission (UDI-Module) | FLD-UDID-360 | Certificate Type | CertificateLink | Certificate Type | ENUM_CRF_CertificateType | Enum |  |  | 1 Occurrence applicable if Certificate Link is provided (FLD-UDID-343) |  |  | Y |  | (Upon the NB action from the Certificates module) | Y | Y | CertificateLinkType.CertificateIdentifierLinkType | certificateType |  | Y |  |  | N/A | N/A | N/A | N/A | N/A | No
No | Out of Scope for M2M/DTX Submission (UDI-Module) | FLD-UDID-344 | Certificate Number | CertificateLink | Certificate Number |  | String |  |  | 1 Occurrence applicable if Certificate Link is provided (FLD-UDID-343) |  |  | Y |  | (Upon the NB action from the Certificates module) | Y | Y | CertificateLinkType.CertificateIdentifierLinkType | certificateNumber |  | Y |  |  | N/A | N/A | N/A | N/A | N/A | No
No | Out of Scope for M2M/DTX Submission (UDI-Module) | FLD-UDID-345 | Revision Number | CertificateLink | Revision Number |  | String |  |  | 0..1 Occurrence applicable if Certificate Link is provided (FLD-UDID-343) |  |  | Y |  | (Upon the NB action from the Certificates module) | Y | Y | CertificateLinkType.CertificateIdentifierLinkType | certificateRevisionNumber |  | Y |  |  | N/A | N/A | N/A | N/A | N/A | No
No | Out of Scope for M2M/DTX Submission (UDI-Module) | FLD-UDID-346 | Issue Date | CertificateLink | Issue Date |  | Date |  |  | 1 Occurrence applicable if Certificate Link is provided (FLD-UDID-343) |  |  | Y |  | (Upon the NB action from the Certificates module) | Y | Y | CertificateLinkType | issueDate |  | Y |  |  | N/A | N/A | N/A | N/A | N/A | No
No | Out of Scope for M2M/DTX Submission (UDI-Module) | FLD-UDID-347 | Starting Validity Date | CertificateLink | Starting Validity Date |  | Date |  |  | 1 Occurrence applicable if Certificate Link is provided (FLD-UDID-343) |  |  | Y |  | (Upon the NB action from the Certificates module) | Y | Y | CertificateLinkType | startValidityDate |  | Y |  |  | N/A | N/A | N/A | N/A | N/A | No
No | Out of Scope for M2M/DTX Submission (UDI-Module) | FLD-UDID-348 | Expiry Date | CertificateLink | Expiry Date |  | Date |  |  | 0..1 Occurrence applicable if Certificate Link is provided (FLD-UDID-343) |  |  | Y |  | (Upon the NB action from the Certificates module) | Y | Y | CertificateLinkType | expiryDate |  | Y |  |  | N/A | N/A | N/A | N/A | N/A | No
No | Out of Scope for M2M/DTX Submission (UDI-Module) | FLD-UDID-349 | Notified Body | CertificateLink | Notified Body Code |  | Actor - Notified Body - FLD-ACT-001 [Actor- Actor] |  |  | 1 Occurrence applicable if Certificate Link is provided (FLD-UDID-343) |  |  | Y |  | (Upon the NB action from the Certificates module) | Y | Y | CertificateLinkType.CertificateIdentifierLinkType | NBActorCode |  | Y |  |  | N/A | N/A | N/A | N/A | N/A | No
No | Out of Scope for M2M/DTX Submission (UDI-Module) | FLD-UDID-350 | Certificate Status | CertificateLink | Status of Certificates | ENUM_CRF_CertificateStatus | Enum |  |  | 1 Occurrence applicable if Certificate Link is provided (FLD-UDID-343) |  |  | Y |  | (Upon the NB action from the Certificates module) | Y | Y | CertificateLinkType | certificateStatus |  | Y |  |  | N/A | N/A | N/A | N/A | N/A | No
No | Out of Scope for M2M/DTX Submission (UDI-Module) | FLD-UDID-357 | Decision Date | CertificateLink | Decision Date for the Certificate |  | Date |  |  | 0..1 Occurrence applicable if Certificate Link exists (FLD-UDID-343) |  |  | Y |  | (Upon the NB action from the Certificates module) | Y | Y |  |  |  | Y |  |  | N/A | N/A | N/A | N/A | N/A | No
No | Out of Scope for M2M/DTX Submission (UDI-Module) | FLD-UDID-361 | Starting Decision Applicability Date | CertificateLink | Starting Decision Applicability Date |  | Date |  |  | 0..1 Occurrence applicable if Certificate Link exists (FLD-UDID-343) |  |  | Y |  | (Upon the NB action from the Certificates module) | Y | Y |  |  |  | Y |  |  | N/A | N/A | N/A | N/A | N/A | No
No | Out of Scope for M2M/DTX Submission (UDI-Module) | FLD-UDID-41 | Comment | ARComment | Comments made by the Authorised Representative related to the Device |  | String | M |  | 1 |  |  |  | Attribute not applicable for version 1 | Not yet implemented Y | Y | Y | CommentType | comment |  |  |  |  | N/A | N/A | N/A | N/A | N/A | No
No | Out of Scope for M2M/DTX Submission (UDI-Module) | FLD-UDID-332 | Date | ARComment | Date when the Authorised Representative submitted the comment for the Device |  | Date |  |  | 1 |  |  |  | Attribute not applicable for version 1 | Not yet implemented Y | Y | Y | CommentType | date |  |  |  |  | N/A | N/A | N/A | N/A | N/A | No
No | Out of Scope for M2M/DTX Submission (UDI-Module) | FLD-UDID-43 | ARSRN | ARComment | Authorised Representative that issued the comment |  | Actor - Authorised Repreentative - FLD-ACT-001 [Actor - Actor] | XS |  | 1 |  |  |  | Attribute not applicable for version 1 |  | Y | Y | CommentType | ownerActorCode |  |  |  |  | N/A | N/A | N/A | N/A | N/A | No
No | Out of Scope for M2M/DTX Submission (UDI-Module) | FLD-UDID-306 | Basic UDI-DI for which comment is sent | ARComment | Basic UDI-DI for which the comments of the AR are issued |  | BasicUDIData [DD Basic UDI] |  |  | 1 |  |  |  | Attribute not applicable for version 1 |  | Y | Y | [6 empty] | N/A | N/A | N/A | N/A | N/A | No
No | Out of Scope for M2M/DTX Submission (UDI-Module) | FLD-UDID-179 | Trade name applicable | UDIData | Indicates if Trade name(s) exist for the device. |  | Boolean |  |  | 1 |  |  | Y |  | Y (Edit) | Y | Y |  |  |  |  | Y |  | N/A | N/A | N/A | N/A | N/A | No
No | Group line, Device substatus entity is being populated for a device that is referenced in FSCA report in the Vigilance module. | FLD-UDID-256 | Device Substatus | UDIData | Stores a references to the Substatus of the Device |  | DeviceSubstatus |  |  | 0..n |  |  | Y | BR-UDID-073 BR-UDID-458 | Y Managed from Vigilance Module | Y | Y | UDIDIDataType | substatuses | Y |  | Y |  | N/A | N/A | N/A | N/A | N/A | No
No | Out of Scope for M2M/DTX Submission (UDI-Module) | FLD-UDID-131 | UDI-DI/Device -Sub status | DeviceSubstatus | SubStatus of the Device (Recalled, Field safety corrective action initiated) | ENUM_UDID_DeviceSubStatus | Enum |  |  | 1 Occurrence applicable if Device Substatus (FLD-UDID-256) is provided |  |  | Y |  | Y Managed from Vigilance Module | Y |  | UDIDISubstatusType | code | Y |  | Y |  | N/A | N/A | N/A | N/A | N/A | No
No | Out of Scope for M2M/DTX Submission (UDI-Module) | FLD-UDID-122 | Manufacturer action required | DeviceSubStatus | Manufacturer actions (selected in the FSCA report) | ENUM_VGL_MF_CORRECTIVE ACTION | Enum |  |  | 1..n Occurrence applicable if Device Substatus (FLD-UDID-256) is provided |  |  | Y | BR-UDID-729 | Y Managed from Vigilance Module | Y | Y | UDIDISubstatusType | mfCorrectiveActions | Y |  | Y |  | N/A | N/A | N/A | N/A | N/A | No
No | Out of Scope for M2M/DTX Submission (UDI-Module) | FLD-UDID-126 | Start date | DeviceSubStatus | Start Date when the Substatus has been initialised |  | Date |  |  | 1 Occurrence applicable if Device Substatus (FLD-UDID-256) is provided |  |  | Y |  | Y Managed from Vigilance Module | Y | Y | UDIDISubstatusType | startDate | Y |  | Y |  | N/A | N/A | N/A | N/A | N/A | No
No | Out of Scope for M2M/DTX Submission (UDI-Module) | FLD-UDID-127 | Estimated end date | DeviceSubStatus | Estimated end date when the Substatus has been closed (Triggered by Vigilance module) |  | Date |  |  | 0..1 Occurrence applicable if Device Substatus (FLD-UDID-256) is provided |  |  | Y |  | Y Managed from Vigilance Module | Y | Y | UDIDISubstatusType | endDate | Y |  | Y |  | N/A | N/A | N/A | N/A | N/A | No
No | Group line, Device substatus entity is being populated for a device that is referenced in FSCA report in the Vigilance module. | FLD-UDID-40 | Version | BasicUDIData | Reference to the version of the Basic UDI DI |  | VersionData [EUDAMED- Common Entities] |  |  | 1 Managed by EUDAMED |  |  | Y |  |  | Y | Y | Entity |  | Y | Y |  |  | N/A | N/A | N/A | N/A | N/A | No
No | Group line, Device substatus entity is being populated for a device that is referenced in FSCA report in the Vigilance module. | FLD-UDID-54 | Version | Clink | Reference to the version of the Link |  | VersionData [EUDAMED- Common Entities] |  |  | 1 Managed by EUDAMED | [5 empty] | Y | Y | Entity |  | Y | Y |  |  | N/A | N/A | N/A | N/A | N/A | No
No | Group line, Device substatus entity is being populated for a device that is referenced in FSCA report in the Vigilance module. | FLD-UDID-177 | Version | UDIData | Reference to the version of the Device |  | VersionData [EUDAMED- Common Entities] |  |  | 1 Managed by EUDAMED |  |  | Y |  |  | Y | Y | Entity |  |  |  | Y |  | N/A | N/A | N/A | N/A | N/A | No
No | Group line, Device substatus entity is being populated for a device that is referenced in FSCA report in the Vigilance module. | FLD-UDID-223 | Version | ProductDesignerLink | Reference to the version of the Product Designer |  | VersionData [EUDAMED- Common Entities] |  |  | 1 Managed by EUDAMED |  |  | Y |  |  | Y | Y | Entity |  | Y |  | Y |  | N/A | N/A | N/A | N/A | N/A | No
No | Group line, Device substatus entity is being populated for a device that is referenced in FSCA report in the Vigilance module. | FLD-UDID-246 | Version | MarketInfo | Reference to the version of the Market Info |  | VersionData [EUDAMED- Common Entities] |  |  | 1 Managed by EUDAMED |  |  | Y |  |  | Y | Y | Entity |  | Y |  | Y |  | N/A | N/A | N/A | N/A | N/A | No
No | Group line, Device substatus entity is being populated for a device that is referenced in FSCA report in the Vigilance module. | FLD-UDID-298 | Version | ContainedItem | Reference to the version of the Container Package |  | VersionData [EUDAMED- Common Entities] |  |  | 1 Managed by EUDAMED |  |  | Y |  |  | Y | Y | Entity |  |  |  | Y |  | N/A | N/A | N/A | N/A | N/A | No

## UDID_CodeLists
|  | GDSN v3.1.35 Mapping | [5 empty] | EUDAMED UDI v2.27 |  |  |  |  | swissdamed v2.0 | Change Information
|  | Green font indicates pending code changes for an upcoming GDSN release | [5 empty] | Source: UDI UDI Devices - enumerations_PGR-3.27.0_PROD-2.27.0 |  |  |  |  | Source: BW630_40_001e_PU_swissdamed_UDI_Data_Dictionary_3.0 | planned for next GDSN release
GS1 GO Line # | Sort Order | Attribute Name | Code List | Code Value | Code Name | Code Definition | Usage Note | Field Label | Field ID | ENUM Reference Code | Code | Code Definition | Overlap with EUDAMED? | Change Type | Change Detail | Version
3120 | 8800 | salesConditionTargetMarketCountry/countryCode | (ISO 3166-1 Country Codes) | 040 | AUSTRIA | Austria |  | Member State of the placing on the EU market of the device; Member State were the device is or is to be made available | FLD-UDID-137; FLD-UDID-252 | ENUM_MDR_COUNTRY | AT | Austria | No
3160 | 8810 | salesConditionTargetMarketCountry/countryCode | (ISO 3166-1 Country Codes) | 56 | BELGIUM | Belgium |  | Member State of the placing on the EU market of the device; Member State were the device is or is to be made available | FLD-UDID-137; FLD-UDID-252 | ENUM_MDR_COUNTRY | BE | Belgium | No
3200 | 8820 | salesConditionTargetMarketCountry/countryCode | (ISO 3166-1 Country Codes) | 100 | BULGARIA | Bulgaria |  | Member State of the placing on the EU market of the device; Member State were the device is or is to be made available | FLD-UDID-137; FLD-UDID-252 | ENUM_MDR_COUNTRY | BG | Bulgaria | No
3240 | 8830 | salesConditionTargetMarketCountry/countryCode | (ISO 3166-1 Country Codes) | 196 | CYPRUS | Cyprus |  | Member State of the placing on the EU market of the device; Member State were the device is or is to be made available | FLD-UDID-137; FLD-UDID-252 | ENUM_MDR_COUNTRY | CY | Cyprus | No
3280 | 8840 | salesConditionTargetMarketCountry/countryCode | (ISO 3166-1 Country Codes) | 203 | CZECHIA | Czechia |  | Member State of the placing on the EU market of the device; Member State were the device is or is to be made available | FLD-UDID-137; FLD-UDID-252 | ENUM_MDR_COUNTRY | CZ | Czech Republic | No
3320 | 8850 | salesConditionTargetMarketCountry/countryCode | (ISO 3166-1 Country Codes) | 276 | GERMANY | Germany |  | Member State of the placing on the EU market of the device; Member State were the device is or is to be made available | FLD-UDID-137; FLD-UDID-252 | ENUM_MDR_COUNTRY | DE | Germany | No
3360 | 8860 | salesConditionTargetMarketCountry/countryCode | (ISO 3166-1 Country Codes) | 208 | DENMARK | Denmark |  | Member State of the placing on the EU market of the device; Member State were the device is or is to be made available | FLD-UDID-137; FLD-UDID-252 | ENUM_MDR_COUNTRY | DK | Denmark | No
3400 | 8870 | salesConditionTargetMarketCountry/countryCode | (ISO 3166-1 Country Codes) | 233 | ESTONIA | Estonia |  | Member State of the placing on the EU market of the device; Member State were the device is or is to be made available | FLD-UDID-137; FLD-UDID-252 | ENUM_MDR_COUNTRY | EE | Estonia | No
3440 | 8880 | salesConditionTargetMarketCountry/countryCode | (ISO 3166-1 Country Codes) | 724 | SPAIN | Spain |  | Member State of the placing on the EU market of the device; Member State were the device is or is to be made available | FLD-UDID-137; FLD-UDID-252 | ENUM_MDR_COUNTRY | ES | Spain | No
3480 | 8890 | salesConditionTargetMarketCountry/countryCode | (ISO 3166-1 Country Codes) | 246 | FINLAND | Finland |  | Member State of the placing on the EU market of the device; Member State were the device is or is to be made available | FLD-UDID-137; FLD-UDID-252 | ENUM_MDR_COUNTRY | FI | Finland | No
3520 | 8900 | salesConditionTargetMarketCountry/countryCode | (ISO 3166-1 Country Codes) | 250 | FRANCE | France |  | Member State of the placing on the EU market of the device; Member State were the device is or is to be made available | FLD-UDID-137; FLD-UDID-252 | ENUM_MDR_COUNTRY | FR | France | No
3560 | 8910 | salesConditionTargetMarketCountry/countryCode | (ISO 3166-1 Country Codes) | 300 | GREECE | Greece |  | Member State of the placing on the EU market of the device; Member State were the device is or is to be made available | FLD-UDID-137; FLD-UDID-252 | ENUM_MDR_COUNTRY | EL | Greece | No
3600 | 8920 | salesConditionTargetMarketCountry/countryCode | (ISO 3166-1 Country Codes) | 191 | CROATIA | Croatia |  | Member State of the placing on the EU market of the device; Member State were the device is or is to be made available | FLD-UDID-137; FLD-UDID-252 | ENUM_MDR_COUNTRY | HR | Croatia | No
3640 | 8930 | salesConditionTargetMarketCountry/countryCode | (ISO 3166-1 Country Codes) | 348 | HUNGARY | Hungary |  | Member State of the placing on the EU market of the device; Member State were the device is or is to be made available | FLD-UDID-137; FLD-UDID-252 | ENUM_MDR_COUNTRY | HU | Hungary | No
3680 | 8940 | salesConditionTargetMarketCountry/countryCode | (ISO 3166-1 Country Codes) | 372 | IRELAND | Ireland |  | Member State of the placing on the EU market of the device; Member State were the device is or is to be made available | FLD-UDID-137; FLD-UDID-252 | ENUM_MDR_COUNTRY | IE | Ireland | No
3720 | 8950 | salesConditionTargetMarketCountry/countryCode | (ISO 3166-1 Country Codes) | 352 | ICELAND | Iceland |  | Member State of the placing on the EU market of the device; Member State were the device is or is to be made available | FLD-UDID-137; FLD-UDID-252 | ENUM_MDR_COUNTRY | IS | Iceland | No
3760 | 8960 | salesConditionTargetMarketCountry/countryCode | (ISO 3166-1 Country Codes) | 380 | ITALY | Italy |  | Member State of the placing on the EU market of the device; Member State were the device is or is to be made available | FLD-UDID-137; FLD-UDID-252 | ENUM_MDR_COUNTRY | IT | Italy | No
3800 | 8970 | salesConditionTargetMarketCountry/countryCode | (ISO 3166-1 Country Codes) | 438 | LIECHTENSTEIN | Liechtenstein |  | Member State of the placing on the EU market of the device; Member State were the device is or is to be made available | FLD-UDID-137; FLD-UDID-252 | ENUM_MDR_COUNTRY | LI | Liechtenstein | No
3840 | 8980 | salesConditionTargetMarketCountry/countryCode | (ISO 3166-1 Country Codes) | 440 | LITHUANIA | Lithuania |  | Member State of the placing on the EU market of the device; Member State were the device is or is to be made available | FLD-UDID-137; FLD-UDID-252 | ENUM_MDR_COUNTRY | LT | Lithuania | No
3880 | 8990 | salesConditionTargetMarketCountry/countryCode | (ISO 3166-1 Country Codes) | 442 | LUXEMBOURG | Luxembourg |  | Member State of the placing on the EU market of the device; Member State were the device is or is to be made available | FLD-UDID-137; FLD-UDID-252 | ENUM_MDR_COUNTRY | LU | Luxembourg | No
3920 | 9000 | salesConditionTargetMarketCountry/countryCode | (ISO 3166-1 Country Codes) | 428 | LATVIA | Latvia |  | Member State of the placing on the EU market of the device; Member State were the device is or is to be made available | FLD-UDID-137; FLD-UDID-252 | ENUM_MDR_COUNTRY | LV | Latvia | No
3960 | 9010 | salesConditionTargetMarketCountry/countryCode | (ISO 3166-1 Country Codes) | 470 | MALTA | Malta |  | Member State of the placing on the EU market of the device; Member State were the device is or is to be made available | FLD-UDID-137; FLD-UDID-252 | ENUM_MDR_COUNTRY | MT | Malta | No
4000 | 9020 | salesConditionTargetMarketCountry/countryCode | (ISO 3166-1 Country Codes) | 528 | NETHERLANDS | Netherlands (the) |  | Member State of the placing on the EU market of the device; Member State were the device is or is to be made available | FLD-UDID-137; FLD-UDID-252 | ENUM_MDR_COUNTRY | NL | Netherlands | No
4040 | 9030 | salesConditionTargetMarketCountry/countryCode | (ISO 3166-1 Country Codes) | 578 | NORWAY | Norway |  | Member State of the placing on the EU market of the device; Member State were the device is or is to be made available | FLD-UDID-137; FLD-UDID-252 | ENUM_MDR_COUNTRY | NO | Norway | No
4080 | 9040 | salesConditionTargetMarketCountry/countryCode | (ISO 3166-1 Country Codes) | 616 | POLAND | Poland |  | Member State of the placing on the EU market of the device; Member State were the device is or is to be made available | FLD-UDID-137; FLD-UDID-252 | ENUM_MDR_COUNTRY | PL | Poland | No
4120 | 9050 | salesConditionTargetMarketCountry/countryCode | (ISO 3166-1 Country Codes) | 620 | PORTUGAL | Portugal |  | Member State of the placing on the EU market of the device; Member State were the device is or is to be made available | FLD-UDID-137; FLD-UDID-252 | ENUM_MDR_COUNTRY | PT | Portugal | No
4160 | 9060 | salesConditionTargetMarketCountry/countryCode | (ISO 3166-1 Country Codes) | 642 | ROMANIA | Romania |  | Member State of the placing on the EU market of the device; Member State were the device is or is to be made available | FLD-UDID-137; FLD-UDID-252 | ENUM_MDR_COUNTRY | RO | Romania | No
4200 | 9070 | salesConditionTargetMarketCountry/countryCode | (ISO 3166-1 Country Codes) | 752 | SWEDEN | Sweden |  | Member State of the placing on the EU market of the device; Member State were the device is or is to be made available | FLD-UDID-137; FLD-UDID-252 | ENUM_MDR_COUNTRY | SE | Sweden | No
4240 | 9080 | salesConditionTargetMarketCountry/countryCode | (ISO 3166-1 Country Codes) | 705 | SLOVENIA | Slovenia |  | Member State of the placing on the EU market of the device; Member State were the device is or is to be made available | FLD-UDID-137; FLD-UDID-252 | ENUM_MDR_COUNTRY | SI | Slovenia | No
4280 | 9090 | salesConditionTargetMarketCountry/countryCode | (ISO 3166-1 Country Codes) | 703 | SLOVAKIA | Slovakia |  | Member State of the placing on the EU market of the device; Member State were the device is or is to be made available | FLD-UDID-137; FLD-UDID-252 | ENUM_MDR_COUNTRY | SK | Slovakia | No
4320 | 9100 | salesConditionTargetMarketCountry/countryCode | (ISO 3166-1 Country Codes) | 792 | TURKEY | Turkey |  | Member State of the placing on the EU market of the device; Member State were the device is or is to be made available | FLD-UDID-137; FLD-UDID-252 | ENUM_MDR_COUNTRY | TR | TURKEY | No
4360 | 9110 | salesConditionTargetMarketCountry/countryCode | (ISO 3166-1 Country Codes) | XI | UNITED KINGDOM (NORTHERN IRELAND) | United Kingdom (Northern Ireland) - Not an official ISO code; may be used as a country code but not as a Target Market for publications and subscriptions. |  | Member State of the placing on the EU market of the device; Member State were the device is or is to be made available | FLD-UDID-137; FLD-UDID-252 | ENUM_MDR_COUNTRY | XI | United Kingdom (Northern Ireland) | No | Add | Northern Island as EU member | 2026-05
46240 | 9120 | certificationExecutionCountryCode | (ISO 3166-1 Country Codes) | 020 | ANDORRA | Andorra |  | Countries outside EU were Clinical Investigation is performed | FLD-UDID-300 | ENUM_MDR_COUNTRY | AD | ANDORA | No
46280 | 9130 | certificationExecutionCountryCode | (ISO 3166-1 Country Codes) | 784 | UNITED ARAB EMIRATES | United Arab Emirates (the) |  | Countries outside EU were Clinical Investigation is performed | FLD-UDID-300 | ENUM_MDR_COUNTRY | AE | UNITED ARAB EMIRATES | No
46320 | 9140 | certificationExecutionCountryCode | (ISO 3166-1 Country Codes) | 004 | AFGHANISTAN | Afghanistan |  | Countries outside EU were Clinical Investigation is performed | FLD-UDID-300 | ENUM_MDR_COUNTRY | AF | AFGHANISTAN | No
46360 | 9150 | certificationExecutionCountryCode | (ISO 3166-1 Country Codes) | 028 | ANTIGUA AND BARBUDA | Antigua and Barbuda |  | Countries outside EU were Clinical Investigation is performed | FLD-UDID-300 | ENUM_MDR_COUNTRY | AG | ANTIGUA AND BARBUDA | No
46400 | 9160 | certificationExecutionCountryCode | (ISO 3166-1 Country Codes) | 660 | ANGUILLA | Anguilla |  | Countries outside EU were Clinical Investigation is performed | FLD-UDID-300 | ENUM_MDR_COUNTRY | AI | ANGUILLA | No
46440 | 9170 | certificationExecutionCountryCode | (ISO 3166-1 Country Codes) | 008 | ALBANIA | Albania |  | Countries outside EU were Clinical Investigation is performed | FLD-UDID-300 | ENUM_MDR_COUNTRY | AL | ALBANIA | No
46480 | 9180 | certificationExecutionCountryCode | (ISO 3166-1 Country Codes) | 051 | ARMENIA | Armenia |  | Countries outside EU were Clinical Investigation is performed | FLD-UDID-300 | ENUM_MDR_COUNTRY | AM | ARMENIA | No
46520 | 9190 | certificationExecutionCountryCode | (ISO 3166-1 Country Codes) | 024 | ANGOLA | Angola |  | Countries outside EU were Clinical Investigation is performed | FLD-UDID-300 | ENUM_MDR_COUNTRY | AO | ANGOLA | No
46560 | 9200 | certificationExecutionCountryCode | (ISO 3166-1 Country Codes) | 010 | ANTARCTICA | Antarctica |  | Countries outside EU were Clinical Investigation is performed | FLD-UDID-300 | ENUM_MDR_COUNTRY | AQ | ANTARCTICA | No
46600 | 9210 | certificationExecutionCountryCode | (ISO 3166-1 Country Codes) | 032 | ARGENTINA | Argentina |  | Countries outside EU were Clinical Investigation is performed | FLD-UDID-300 | ENUM_MDR_COUNTRY | AR | ARGENTINA | No
46640 | 9220 | certificationExecutionCountryCode | (ISO 3166-1 Country Codes) | 016 | AMERICAN SAMOA | American Samoa |  | Countries outside EU were Clinical Investigation is performed | FLD-UDID-300 | ENUM_MDR_COUNTRY | AS | AMERICAN SAMOA | No
46680 | 9230 | certificationExecutionCountryCode | (ISO 3166-1 Country Codes) | 036 | AUSTRALIA | Australia |  | Countries outside EU were Clinical Investigation is performed | FLD-UDID-300 | ENUM_MDR_COUNTRY | AU | AUSTRALIA | No
46720 | 9240 | certificationExecutionCountryCode | (ISO 3166-1 Country Codes) | 533 | ARUBA | Aruba |  | Countries outside EU were Clinical Investigation is performed | FLD-UDID-300 | ENUM_MDR_COUNTRY | AW | ARUBA | No
46760 | 9250 | certificationExecutionCountryCode | (ISO 3166-1 Country Codes) | 248 | ÅLAND ISLANDS | Åland Islands |  | Countries outside EU were Clinical Investigation is performed | FLD-UDID-300 | ENUM_MDR_COUNTRY | AX | ALAND ISLANDS | No
46800 | 9260 | certificationExecutionCountryCode | (ISO 3166-1 Country Codes) | 031 | AZERBAIJAN | Azerbaijan |  | Countries outside EU were Clinical Investigation is performed | FLD-UDID-300 | ENUM_MDR_COUNTRY | AZ | AZERBAIJAN | No
46840 | 9270 | certificationExecutionCountryCode | (ISO 3166-1 Country Codes) | 070 | BOSNIA AND HERZEGOVINA | Bosnia and Herzegovina |  | Countries outside EU were Clinical Investigation is performed | FLD-UDID-300 | ENUM_MDR_COUNTRY | BA | BOSNIA AND HERZEGOWINA | No
46880 | 9280 | certificationExecutionCountryCode | (ISO 3166-1 Country Codes) | 052 | BARBADOS | Barbados |  | Countries outside EU were Clinical Investigation is performed | FLD-UDID-300 | ENUM_MDR_COUNTRY | BB | BARBADOS | No
46920 | 9290 | certificationExecutionCountryCode | (ISO 3166-1 Country Codes) | 050 | BANGLADESH | Bangladesh |  | Countries outside EU were Clinical Investigation is performed | FLD-UDID-300 | ENUM_MDR_COUNTRY | BD | BANGLADESH | No
46960 | 9300 | certificationExecutionCountryCode | (ISO 3166-1 Country Codes) | 854 | BURKINA FASO | Burkina Faso |  | Countries outside EU were Clinical Investigation is performed | FLD-UDID-300 | ENUM_MDR_COUNTRY | BF | BURKINA FASO | No
47000 | 9310 | certificationExecutionCountryCode | (ISO 3166-1 Country Codes) | 048 | BAHRAIN | Bahrain |  | Countries outside EU were Clinical Investigation is performed | FLD-UDID-300 | ENUM_MDR_COUNTRY | BH | BAHRAIN | No
47040 | 9320 | certificationExecutionCountryCode | (ISO 3166-1 Country Codes) | 108 | BURUNDI | Burundi |  | Countries outside EU were Clinical Investigation is performed | FLD-UDID-300 | ENUM_MDR_COUNTRY | BI | BURUNDI | No
47080 | 9330 | certificationExecutionCountryCode | (ISO 3166-1 Country Codes) | 204 | BENIN | Benin |  | Countries outside EU were Clinical Investigation is performed | FLD-UDID-300 | ENUM_MDR_COUNTRY | BJ | BENIN | No
47120 | 9340 | certificationExecutionCountryCode | (ISO 3166-1 Country Codes) | 652 | SAINT BARTHÉLEMY | Saint Barthélemy |  | Countries outside EU were Clinical Investigation is performed | FLD-UDID-300 | ENUM_MDR_COUNTRY | BL | SAINT-BARTHELEMY | No
47160 | 9350 | certificationExecutionCountryCode | (ISO 3166-1 Country Codes) | 060 | BERMUDA | Bermuda |  | Countries outside EU were Clinical Investigation is performed | FLD-UDID-300 | ENUM_MDR_COUNTRY | BM | BERMUDA | No
47200 | 9360 | certificationExecutionCountryCode | (ISO 3166-1 Country Codes) | 096 | BRUNEI DARUSSALAM | Brunei Darussalam |  | Countries outside EU were Clinical Investigation is performed | FLD-UDID-300 | ENUM_MDR_COUNTRY | BN | BRUNEI DARUSSALAM | No
47240 | 9370 | certificationExecutionCountryCode | (ISO 3166-1 Country Codes) | 068 | BOLIVIA (PLURINATIONAL STATE OF) | Bolivia (Plurinational State of) |  | Countries outside EU were Clinical Investigation is performed | FLD-UDID-300 | ENUM_MDR_COUNTRY | BO | BOLIVIA | No
47280 | 9380 | certificationExecutionCountryCode | (ISO 3166-1 Country Codes) | 535 | BONAIRE, SINT EUSTATIUS AND SABA | Bonaire, Sint Eustatius and Saba |  | Countries outside EU were Clinical Investigation is performed | FLD-UDID-300 | ENUM_MDR_COUNTRY | BQ | BONAIRE, SAINT EUSTATIUS AND SABA | No
47320 | 9390 | certificationExecutionCountryCode | (ISO 3166-1 Country Codes) | 076 | BRAZIL | Brazil |  | Countries outside EU were Clinical Investigation is performed | FLD-UDID-300 | ENUM_MDR_COUNTRY | BR | BRAZIL | No
47360 | 9400 | certificationExecutionCountryCode | (ISO 3166-1 Country Codes) | 044 | BAHAMAS | Bahamas (the) |  | Countries outside EU were Clinical Investigation is performed | FLD-UDID-300 | ENUM_MDR_COUNTRY | BS | BAHAMAS | No
47400 | 9410 | certificationExecutionCountryCode | (ISO 3166-1 Country Codes) | 064 | BHUTAN | Bhutan |  | Countries outside EU were Clinical Investigation is performed | FLD-UDID-300 | ENUM_MDR_COUNTRY | BT | BHUTAN | No
47440 | 9420 | certificationExecutionCountryCode | (ISO 3166-1 Country Codes) | 074 | BOUVET ISLAND | Bouvet Island |  | Countries outside EU were Clinical Investigation is performed | FLD-UDID-300 | ENUM_MDR_COUNTRY | BV | BOUVET ISLAND | No
47480 | 9430 | certificationExecutionCountryCode | (ISO 3166-1 Country Codes) | 072 | BOTSWANA | Botswana |  | Countries outside EU were Clinical Investigation is performed | FLD-UDID-300 | ENUM_MDR_COUNTRY | BW | BOTSWANA | No
47520 | 9440 | certificationExecutionCountryCode | (ISO 3166-1 Country Codes) | 112 | BELARUS | Belarus |  | Countries outside EU were Clinical Investigation is performed | FLD-UDID-300 | ENUM_MDR_COUNTRY | BY | BELARUS | No
47560 | 9450 | certificationExecutionCountryCode | (ISO 3166-1 Country Codes) | 084 | BELIZE | Belize |  | Countries outside EU were Clinical Investigation is performed | FLD-UDID-300 | ENUM_MDR_COUNTRY | BZ | BELIZE | No
47600 | 9460 | certificationExecutionCountryCode | (ISO 3166-1 Country Codes) | 124 | CANADA | Canada |  | Countries outside EU were Clinical Investigation is performed | FLD-UDID-300 | ENUM_MDR_COUNTRY | CA | CANADA | No
47640 | 9470 | certificationExecutionCountryCode | (ISO 3166-1 Country Codes) | 166 | COCOS (KEELING) ISLANDS | Cocos (Keeling) Islands (the) |  | Countries outside EU were Clinical Investigation is performed | FLD-UDID-300 | ENUM_MDR_COUNTRY | CC | COCOS (KEELING) ISLANDS | No
47680 | 9480 | certificationExecutionCountryCode | (ISO 3166-1 Country Codes) | 180 | CONGO, DEMOCRATIC REPUBLIC OF THE | Congo (the Democratic Republic of the) |  | Countries outside EU were Clinical Investigation is performed | FLD-UDID-300 | ENUM_MDR_COUNTRY | CD | THE DEMOCRATIC REPUBLIC OF THE CONGO | No
47720 | 9490 | certificationExecutionCountryCode | (ISO 3166-1 Country Codes) | 140 | CENTRAL AFRICAN REPUBLIC | Central African Republic (the) |  | Countries outside EU were Clinical Investigation is performed | FLD-UDID-300 | ENUM_MDR_COUNTRY | CF | CENTRAL AFRICAN REPUBLIC | No
47760 | 9500 | certificationExecutionCountryCode | (ISO 3166-1 Country Codes) | 178 | CONGO | Congo (the) |  | Countries outside EU were Clinical Investigation is performed | FLD-UDID-300 | ENUM_MDR_COUNTRY | CG | CONGO | No
47800 | 9510 | certificationExecutionCountryCode | (ISO 3166-1 Country Codes) | 756 | SWITZERLAND | Switzerland |  | Countries outside EU were Clinical Investigation is performed | FLD-UDID-300 | ENUM_MDR_COUNTRY | CH | SWITZERLAND | No
47840 | 9520 | certificationExecutionCountryCode | (ISO 3166-1 Country Codes) | 384 | CÔTE D'IVOIRE | Côte d'Ivoire |  | Countries outside EU were Clinical Investigation is performed | FLD-UDID-300 | ENUM_MDR_COUNTRY | CI | COTE D'IVOIRE | No
47880 | 9530 | certificationExecutionCountryCode | (ISO 3166-1 Country Codes) | 184 | COOK ISLANDS | Cook Islands (the) |  | Countries outside EU were Clinical Investigation is performed | FLD-UDID-300 | ENUM_MDR_COUNTRY | CK | COOK ISLANDS | No
47920 | 9540 | certificationExecutionCountryCode | (ISO 3166-1 Country Codes) | 152 | CHILE | Chile |  | Countries outside EU were Clinical Investigation is performed | FLD-UDID-300 | ENUM_MDR_COUNTRY | CL | CHILE | No
47960 | 9550 | certificationExecutionCountryCode | (ISO 3166-1 Country Codes) | 120 | CAMEROON | Cameroon |  | Countries outside EU were Clinical Investigation is performed | FLD-UDID-300 | ENUM_MDR_COUNTRY | CM | CAMEROON | No
48000 | 9560 | certificationExecutionCountryCode | (ISO 3166-1 Country Codes) | 156 | CHINA | China |  | Countries outside EU were Clinical Investigation is performed | FLD-UDID-300 | ENUM_MDR_COUNTRY | CN | CHINA | No
48040 | 9570 | certificationExecutionCountryCode | (ISO 3166-1 Country Codes) | 170 | COLOMBIA | Colombia |  | Countries outside EU were Clinical Investigation is performed | FLD-UDID-300 | ENUM_MDR_COUNTRY | CO | COLOMBIA | No
48080 | 9580 | certificationExecutionCountryCode | (ISO 3166-1 Country Codes) | 188 | COSTA RICA | Costa Rica |  | Countries outside EU were Clinical Investigation is performed | FLD-UDID-300 | ENUM_MDR_COUNTRY | CR | COSTA RICA | No
48120 | 9590 | certificationExecutionCountryCode | (ISO 3166-1 Country Codes) | 192 | CUBA | Cuba |  | Countries outside EU were Clinical Investigation is performed | FLD-UDID-300 | ENUM_MDR_COUNTRY | CU | CUBA | No
48160 | 9600 | certificationExecutionCountryCode | (ISO 3166-1 Country Codes) | 132 | CABO VERDE | Cabo Verde |  | Countries outside EU were Clinical Investigation is performed | FLD-UDID-300 | ENUM_MDR_COUNTRY | CV | CAPE VERDE | No
48200 | 9610 | certificationExecutionCountryCode | (ISO 3166-1 Country Codes) | 531 | CURAÇAO | Curaçao |  | Countries outside EU were Clinical Investigation is performed | FLD-UDID-300 | ENUM_MDR_COUNTRY | CW | CURACAO | No
48240 | 9620 | certificationExecutionCountryCode | (ISO 3166-1 Country Codes) | 162 | CHRISTMAS ISLAND | Christmas Island |  | Countries outside EU were Clinical Investigation is performed | FLD-UDID-300 | ENUM_MDR_COUNTRY | CX | CHRISTMAS ISLAND | No
48280 | 9630 | certificationExecutionCountryCode | (ISO 3166-1 Country Codes) | 262 | DJIBOUTI | Djibouti |  | Countries outside EU were Clinical Investigation is performed | FLD-UDID-300 | ENUM_MDR_COUNTRY | DJ | DJIBOUTI | No
48320 | 9640 | certificationExecutionCountryCode | (ISO 3166-1 Country Codes) | 212 | DOMINICA | Dominica |  | Countries outside EU were Clinical Investigation is performed | FLD-UDID-300 | ENUM_MDR_COUNTRY | DM | DOMINICA | No
48360 | 9650 | certificationExecutionCountryCode | (ISO 3166-1 Country Codes) | 214 | DOMINICAN REPUBLIC | Dominican Republic (the) |  | Countries outside EU were Clinical Investigation is performed | FLD-UDID-300 | ENUM_MDR_COUNTRY | DO | DOMINICAN REPUBLIC | No
48400 | 9660 | certificationExecutionCountryCode | (ISO 3166-1 Country Codes) | 012 | ALGERIA | Algeria |  | Countries outside EU were Clinical Investigation is performed | FLD-UDID-300 | ENUM_MDR_COUNTRY | DZ | ALGERIA | No
48440 | 9670 | certificationExecutionCountryCode | (ISO 3166-1 Country Codes) | 218 | ECUADOR | Ecuador |  | Countries outside EU were Clinical Investigation is performed | FLD-UDID-300 | ENUM_MDR_COUNTRY | EC | ECUADOR | No
48480 | 9680 | certificationExecutionCountryCode | (ISO 3166-1 Country Codes) | 818 | EGYPT | Egypt |  | Countries outside EU were Clinical Investigation is performed | FLD-UDID-300 | ENUM_MDR_COUNTRY | EG | EGYPT | No
48520 | 9690 | certificationExecutionCountryCode | (ISO 3166-1 Country Codes) | 732 | WESTERN SAHARA | Western Sahara |  | Countries outside EU were Clinical Investigation is performed | FLD-UDID-300 | ENUM_MDR_COUNTRY | EH | WESTERN SAHARA | No
48560 | 9700 | certificationExecutionCountryCode | (ISO 3166-1 Country Codes) | 232 | ERITREA | Eritrea |  | Countries outside EU were Clinical Investigation is performed | FLD-UDID-300 | ENUM_MDR_COUNTRY | ER | ERITREA | No
48600 | 9710 | certificationExecutionCountryCode | (ISO 3166-1 Country Codes) | 231 | ETHIOPIA | Ethiopia |  | Countries outside EU were Clinical Investigation is performed | FLD-UDID-300 | ENUM_MDR_COUNTRY | ET | ETHIOPIA | No
48640 | 9720 | certificationExecutionCountryCode | (ISO 3166-1 Country Codes) | 242 | FIJI | Fiji |  | Countries outside EU were Clinical Investigation is performed | FLD-UDID-300 | ENUM_MDR_COUNTRY | FJ | FIJI | No
48680 | 9730 | certificationExecutionCountryCode | (ISO 3166-1 Country Codes) | 238 | FALKLAND ISLANDS (MALVINAS) | Falkland Islands (the) [Malvinas] |  | Countries outside EU were Clinical Investigation is performed | FLD-UDID-300 | ENUM_MDR_COUNTRY | FK | FALKLAND ISLANDS (MALVINAS) | No
48720 | 9740 | certificationExecutionCountryCode | (ISO 3166-1 Country Codes) | 583 | MICRONESIA (FEDERATED STATES OF) | Micronesia (Federated States of) |  | Countries outside EU were Clinical Investigation is performed | FLD-UDID-300 | ENUM_MDR_COUNTRY | FM | MICRONESIA (FEDERATED STATES OF) | No
48760 | 9750 | certificationExecutionCountryCode | (ISO 3166-1 Country Codes) | 234 | FAROE ISLANDS | Faroe Islands (the) |  | Countries outside EU were Clinical Investigation is performed | FLD-UDID-300 | ENUM_MDR_COUNTRY | FO | FAROE ISLANDS | No
48800 | 9760 | certificationExecutionCountryCode | (ISO 3166-1 Country Codes) | 266 | GABON | Gabon |  | Countries outside EU were Clinical Investigation is performed | FLD-UDID-300 | ENUM_MDR_COUNTRY | GA | GABON | No
48840 | 9770 | certificationExecutionCountryCode | (ISO 3166-1 Country Codes) | 826 | UNITED KINGDOM OF GREAT BRITAIN AND NORTHERN IRELAND | United Kingdom of Great Britain and Northern Ireland (the) |  | Countries outside EU were Clinical Investigation is performed | FLD-UDID-300 | ENUM_MDR_COUNTRY | UK | UNITED KINGDOM | No
48880 | 9780 | certificationExecutionCountryCode | (ISO 3166-1 Country Codes) | 308 | GRENADA | Grenada |  | Countries outside EU were Clinical Investigation is performed | FLD-UDID-300 | ENUM_MDR_COUNTRY | GD | GRENADA | No
48920 | 9790 | certificationExecutionCountryCode | (ISO 3166-1 Country Codes) | 268 | GEORGIA | Georgia |  | Countries outside EU were Clinical Investigation is performed | FLD-UDID-300 | ENUM_MDR_COUNTRY | GE | GEORGIA | No
48960 | 9800 | certificationExecutionCountryCode | (ISO 3166-1 Country Codes) | 254 | FRENCH GUIANA | French Guiana |  | Countries outside EU were Clinical Investigation is performed | FLD-UDID-300 | ENUM_MDR_COUNTRY | GF | FRENCH GUIANA | No
49000 | 9810 | certificationExecutionCountryCode | (ISO 3166-1 Country Codes) | 831 | GUERNSEY | Guernsey |  | Countries outside EU were Clinical Investigation is performed | FLD-UDID-300 | ENUM_MDR_COUNTRY | GG | GUERNSEY | No
49040 | 9820 | certificationExecutionCountryCode | (ISO 3166-1 Country Codes) | 288 | GHANA | Ghana |  | Countries outside EU were Clinical Investigation is performed | FLD-UDID-300 | ENUM_MDR_COUNTRY | GH | GHANA | No
49080 | 9830 | certificationExecutionCountryCode | (ISO 3166-1 Country Codes) | 292 | GIBRALTAR | Gibraltar |  | Countries outside EU were Clinical Investigation is performed | FLD-UDID-300 | ENUM_MDR_COUNTRY | GI | GIBRALTAR | No
49120 | 9840 | certificationExecutionCountryCode | (ISO 3166-1 Country Codes) | 304 | GREENLAND | Greenland |  | Countries outside EU were Clinical Investigation is performed | FLD-UDID-300 | ENUM_MDR_COUNTRY | GL | GREENLAND | No
49160 | 9850 | certificationExecutionCountryCode | (ISO 3166-1 Country Codes) | 270 | GAMBIA | Gambia (the) |  | Countries outside EU were Clinical Investigation is performed | FLD-UDID-300 | ENUM_MDR_COUNTRY | GM | GAMBIA | No
49200 | 9860 | certificationExecutionCountryCode | (ISO 3166-1 Country Codes) | 324 | GUINEA | Guinea |  | Countries outside EU were Clinical Investigation is performed | FLD-UDID-300 | ENUM_MDR_COUNTRY | GN | GUINEA | No
49240 | 9870 | certificationExecutionCountryCode | (ISO 3166-1 Country Codes) | 312 | GUADELOUPE | Guadeloupe |  | Countries outside EU were Clinical Investigation is performed | FLD-UDID-300 | ENUM_MDR_COUNTRY | GP | GUADELOUPE | No
49280 | 9880 | certificationExecutionCountryCode | (ISO 3166-1 Country Codes) | 226 | EQUATORIAL GUINEA | Equatorial Guinea |  | Countries outside EU were Clinical Investigation is performed | FLD-UDID-300 | ENUM_MDR_COUNTRY | GQ | EQUATORIAL GUINEA | No
49320 | 9890 | certificationExecutionCountryCode | (ISO 3166-1 Country Codes) | 239 | SOUTH GEORGIA AND THE SOUTH SANDWICH ISLANDS | South Georgia and the South Sandwich Islands |  | Countries outside EU were Clinical Investigation is performed | FLD-UDID-300 | ENUM_MDR_COUNTRY | GS | SOUTH GEORGIA AND THE SOUTH SANDWICH ISLANDS | No
49360 | 9900 | certificationExecutionCountryCode | (ISO 3166-1 Country Codes) | 320 | GUATEMALA | Guatemala |  | Countries outside EU were Clinical Investigation is performed | FLD-UDID-300 | ENUM_MDR_COUNTRY | GT | GUATEMALA | No
49400 | 9910 | certificationExecutionCountryCode | (ISO 3166-1 Country Codes) | 316 | GUAM | Guam |  | Countries outside EU were Clinical Investigation is performed | FLD-UDID-300 | ENUM_MDR_COUNTRY | GU | GUAM | No
49440 | 9920 | certificationExecutionCountryCode | (ISO 3166-1 Country Codes) | 624 | GUINEA-BISSAU | Guinea-Bissau |  | Countries outside EU were Clinical Investigation is performed | FLD-UDID-300 | ENUM_MDR_COUNTRY | GW | GUINEA-BISSAU | No
49480 | 9930 | certificationExecutionCountryCode | (ISO 3166-1 Country Codes) | 328 | GUYANA | Guyana |  | Countries outside EU were Clinical Investigation is performed | FLD-UDID-300 | ENUM_MDR_COUNTRY | GY | GUYANA | No
49520 | 9940 | certificationExecutionCountryCode | (ISO 3166-1 Country Codes) | 344 | HONG KONG | Hong Kong |  | Countries outside EU were Clinical Investigation is performed | FLD-UDID-300 | ENUM_MDR_COUNTRY | HK | HONG KONG | No
49560 | 9950 | certificationExecutionCountryCode | (ISO 3166-1 Country Codes) | 334 | HEARD ISLAND AND MCDONALD ISLANDS | Heard Island and McDonald Islands |  | Countries outside EU were Clinical Investigation is performed | FLD-UDID-300 | ENUM_MDR_COUNTRY | HM | HEARD AND MC DONALD ISLANDS | No
49600 | 9960 | certificationExecutionCountryCode | (ISO 3166-1 Country Codes) | 340 | HONDURAS | Honduras |  | Countries outside EU were Clinical Investigation is performed | FLD-UDID-300 | ENUM_MDR_COUNTRY | HN | HONDURAS | No
49640 | 9970 | certificationExecutionCountryCode | (ISO 3166-1 Country Codes) | 332 | HAITI | Haiti |  | Countries outside EU were Clinical Investigation is performed | FLD-UDID-300 | ENUM_MDR_COUNTRY | HT | HAITI | No
49680 | 9980 | certificationExecutionCountryCode | (ISO 3166-1 Country Codes) | 360 | INDONESIA | Indonesia |  | Countries outside EU were Clinical Investigation is performed | FLD-UDID-300 | ENUM_MDR_COUNTRY | ID | INDONESIA | No
49720 | 9990 | certificationExecutionCountryCode | (ISO 3166-1 Country Codes) | 376 | ISRAEL | Israel |  | Countries outside EU were Clinical Investigation is performed | FLD-UDID-300 | ENUM_MDR_COUNTRY | IL | ISRAEL | No
49760 | 10000 | certificationExecutionCountryCode | (ISO 3166-1 Country Codes) | 833 | ISLE OF MAN | Isle of Man |  | Countries outside EU were Clinical Investigation is performed | FLD-UDID-300 | ENUM_MDR_COUNTRY | IM | ISLE OF MAN | No
49800 | 10010 | certificationExecutionCountryCode | (ISO 3166-1 Country Codes) | 356 | INDIA | India |  | Countries outside EU were Clinical Investigation is performed | FLD-UDID-300 | ENUM_MDR_COUNTRY | IN | INDIA | No
49840 | 10020 | certificationExecutionCountryCode | (ISO 3166-1 Country Codes) | 086 | BRITISH INDIAN OCEAN TERRITORY | British Indian Ocean Territory (the) |  | Countries outside EU were Clinical Investigation is performed | FLD-UDID-300 | ENUM_MDR_COUNTRY | IO | BRITISH INDIAN OCEAN TERRITORY | No
49880 | 10030 | certificationExecutionCountryCode | (ISO 3166-1 Country Codes) | 368 | IRAQ | Iraq |  | Countries outside EU were Clinical Investigation is performed | FLD-UDID-300 | ENUM_MDR_COUNTRY | IQ | IRAQ | No
49920 | 10040 | certificationExecutionCountryCode | (ISO 3166-1 Country Codes) | 364 | IRAN (ISLAMIC REPUBLIC OF) | Iran (Islamic Republic of) |  | Countries outside EU were Clinical Investigation is performed | FLD-UDID-300 | ENUM_MDR_COUNTRY | IR | IRAN (ISLAMIC REPUBLIC OF) | No
49960 | 10050 | certificationExecutionCountryCode | (ISO 3166-1 Country Codes) | 832 | JERSEY | Jersey |  | Countries outside EU were Clinical Investigation is performed | FLD-UDID-300 | ENUM_MDR_COUNTRY | JE | JERSEY | No
50000 | 10060 | certificationExecutionCountryCode | (ISO 3166-1 Country Codes) | 388 | JAMAICA | Jamaica |  | Countries outside EU were Clinical Investigation is performed | FLD-UDID-300 | ENUM_MDR_COUNTRY | JM | JAMAICA | No
50040 | 10070 | certificationExecutionCountryCode | (ISO 3166-1 Country Codes) | 400 | JORDAN | Jordan |  | Countries outside EU were Clinical Investigation is performed | FLD-UDID-300 | ENUM_MDR_COUNTRY | JO | JORDAN | No
50080 | 10080 | certificationExecutionCountryCode | (ISO 3166-1 Country Codes) | 392 | JAPAN | Japan |  | Countries outside EU were Clinical Investigation is performed | FLD-UDID-300 | ENUM_MDR_COUNTRY | JP | JAPAN | No
50120 | 10090 | certificationExecutionCountryCode | (ISO 3166-1 Country Codes) | 404 | KENYA | Kenya |  | Countries outside EU were Clinical Investigation is performed | FLD-UDID-300 | ENUM_MDR_COUNTRY | KE | KENYA | No
50160 | 10100 | certificationExecutionCountryCode | (ISO 3166-1 Country Codes) | 417 | KYRGYZSTAN | Kyrgyzstan |  | Countries outside EU were Clinical Investigation is performed | FLD-UDID-300 | ENUM_MDR_COUNTRY | KG | KYRGYZSTAN | No
50200 | 10110 | certificationExecutionCountryCode | (ISO 3166-1 Country Codes) | 116 | CAMBODIA | Cambodia |  | Countries outside EU were Clinical Investigation is performed | FLD-UDID-300 | ENUM_MDR_COUNTRY | KH | CAMBODIA | No
50240 | 10120 | certificationExecutionCountryCode | (ISO 3166-1 Country Codes) | 296 | KIRIBATI | Kiribati |  | Countries outside EU were Clinical Investigation is performed | FLD-UDID-300 | ENUM_MDR_COUNTRY | KI | KIRIBATI | No
50280 | 10130 | certificationExecutionCountryCode | (ISO 3166-1 Country Codes) | 174 | COMOROS | Comoros (the) |  | Countries outside EU were Clinical Investigation is performed | FLD-UDID-300 | ENUM_MDR_COUNTRY | KM | COMOROS | No
50320 | 10140 | certificationExecutionCountryCode | (ISO 3166-1 Country Codes) | 659 | SAINT KITTS AND NEVIS | Saint Kitts and Nevis |  | Countries outside EU were Clinical Investigation is performed | FLD-UDID-300 | ENUM_MDR_COUNTRY | KN | SAINT KITTS AND NEVIS | No
50360 | 10150 | certificationExecutionCountryCode | (ISO 3166-1 Country Codes) | 408 | KOREA (DEMOCRATIC PEOPLE'S REPUBLIC OF) | Korea (the Democratic People's Republic of) |  | Countries outside EU were Clinical Investigation is performed | FLD-UDID-300 | ENUM_MDR_COUNTRY | KP | KOREA DEMOCRATIC PEOPLES REPUBLIC OF [NORTH] KOREA) | No
50400 | 10160 | certificationExecutionCountryCode | (ISO 3166-1 Country Codes) | 410 | KOREA, REPUBLIC OF | Korea (the Republic of) |  | Countries outside EU were Clinical Investigation is performed | FLD-UDID-300 | ENUM_MDR_COUNTRY | KR | KOREA (REPUBLIC OF [SOUTH] KOREA) | No
50440 | 10170 | certificationExecutionCountryCode | (ISO 3166-1 Country Codes) | 414 | KUWAIT | Kuwait |  | Countries outside EU were Clinical Investigation is performed | FLD-UDID-300 | ENUM_MDR_COUNTRY | KW | KUWAIT | No
50480 | 10180 | certificationExecutionCountryCode | (ISO 3166-1 Country Codes) | 136 | CAYMAN ISLANDS | Cayman Islands (the) |  | Countries outside EU were Clinical Investigation is performed | FLD-UDID-300 | ENUM_MDR_COUNTRY | KY | CAYMAN ISLANDS | No
50520 | 10190 | certificationExecutionCountryCode | (ISO 3166-1 Country Codes) | 398 | KAZAKHSTAN | Kazakhstan |  | Countries outside EU were Clinical Investigation is performed | FLD-UDID-300 | ENUM_MDR_COUNTRY | KZ | KAZAKHSTAN | No
50560 | 10200 | certificationExecutionCountryCode | (ISO 3166-1 Country Codes) | 418 | LAO PEOPLE'S DEMOCRATIC REPUBLIC | Lao People's Democratic Republic (the) |  | Countries outside EU were Clinical Investigation is performed | FLD-UDID-300 | ENUM_MDR_COUNTRY | LA | LAO PEOPLE'S DEMOCRATIC REPUBLIC | No
50600 | 10210 | certificationExecutionCountryCode | (ISO 3166-1 Country Codes) | 422 | LEBANON | Lebanon |  | Countries outside EU were Clinical Investigation is performed | FLD-UDID-300 | ENUM_MDR_COUNTRY | LB | LEBANON | No
50640 | 10220 | certificationExecutionCountryCode | (ISO 3166-1 Country Codes) | 662 | SAINT LUCIA | Saint Lucia |  | Countries outside EU were Clinical Investigation is performed | FLD-UDID-300 | ENUM_MDR_COUNTRY | LC | SAINT LUCIA | No
50680 | 10230 | certificationExecutionCountryCode | (ISO 3166-1 Country Codes) | 144 | SRI LANKA | Sri Lanka |  | Countries outside EU were Clinical Investigation is performed | FLD-UDID-300 | ENUM_MDR_COUNTRY | LK | SRI LANKA | No
50720 | 10240 | certificationExecutionCountryCode | (ISO 3166-1 Country Codes) | 430 | LIBERIA | Liberia |  | Countries outside EU were Clinical Investigation is performed | FLD-UDID-300 | ENUM_MDR_COUNTRY | LR | LIBERIA | No
50760 | 10250 | certificationExecutionCountryCode | (ISO 3166-1 Country Codes) | 426 | LESOTHO | Lesotho |  | Countries outside EU were Clinical Investigation is performed | FLD-UDID-300 | ENUM_MDR_COUNTRY | LS | LESOTHO | No
50800 | 10260 | certificationExecutionCountryCode | (ISO 3166-1 Country Codes) | 434 | LIBYA | Libya |  | Countries outside EU were Clinical Investigation is performed | FLD-UDID-300 | ENUM_MDR_COUNTRY | LY | LIBYAN ARAB JAMAHIRIYA | No
50840 | 10270 | certificationExecutionCountryCode | (ISO 3166-1 Country Codes) | 504 | MOROCCO | Morocco |  | Countries outside EU were Clinical Investigation is performed | FLD-UDID-300 | ENUM_MDR_COUNTRY | MA | MOROCCO | No
50880 | 10280 | certificationExecutionCountryCode | (ISO 3166-1 Country Codes) | 492 | MONACO | Monaco |  | Countries outside EU were Clinical Investigation is performed | FLD-UDID-300 | ENUM_MDR_COUNTRY | MC | MONACO | No
50920 | 10290 | certificationExecutionCountryCode | (ISO 3166-1 Country Codes) | 498 | MOLDOVA, REPUBLIC OF | Moldova (the Republic of) |  | Countries outside EU were Clinical Investigation is performed | FLD-UDID-300 | ENUM_MDR_COUNTRY | MD | MOLDOVA, REPUBLIC OF | No
50960 | 10300 | certificationExecutionCountryCode | (ISO 3166-1 Country Codes) | 499 | MONTENEGRO | Montenegro |  | Countries outside EU were Clinical Investigation is performed | FLD-UDID-300 | ENUM_MDR_COUNTRY | ME | MONTENEGRO | No
51000 | 10310 | certificationExecutionCountryCode | (ISO 3166-1 Country Codes) | 663 | SAINT MARTIN (FRENCH PART) | Saint Martin (French part) |  | Countries outside EU were Clinical Investigation is performed | FLD-UDID-300 | ENUM_MDR_COUNTRY | MF | SAINT-MARTIN (FRENCH PART) | No
51040 | 10320 | certificationExecutionCountryCode | (ISO 3166-1 Country Codes) | 450 | MADAGASCAR | Madagascar |  | Countries outside EU were Clinical Investigation is performed | FLD-UDID-300 | ENUM_MDR_COUNTRY | MG | MADAGASCAR | No
51080 | 10330 | certificationExecutionCountryCode | (ISO 3166-1 Country Codes) | 584 | MARSHALL ISLANDS | Marshall Islands (the) |  | Countries outside EU were Clinical Investigation is performed | FLD-UDID-300 | ENUM_MDR_COUNTRY | MH | MARSHALL ISLANDS | No
51120 | 10340 | certificationExecutionCountryCode | (ISO 3166-1 Country Codes) | 807 | MACEDONIA, THE FORMER YUGOSLAV REPUBLIC OF | Macedonia (the former Yugoslav Republic of) |  | Countries outside EU were Clinical Investigation is performed | FLD-UDID-300 | ENUM_MDR_COUNTRY | MK | MACEDONIA, THE FORMER YUGOSLAV REPUBLIC OF | No
51160 | 10350 | certificationExecutionCountryCode | (ISO 3166-1 Country Codes) | 466 | MALI | Mali |  | Countries outside EU were Clinical Investigation is performed | FLD-UDID-300 | ENUM_MDR_COUNTRY | ML | MALI | No
51200 | 10360 | certificationExecutionCountryCode | (ISO 3166-1 Country Codes) | 104 | MYANMAR | Myanmar |  | Countries outside EU were Clinical Investigation is performed | FLD-UDID-300 | ENUM_MDR_COUNTRY | MM | MYANMAR | No
51240 | 10370 | certificationExecutionCountryCode | (ISO 3166-1 Country Codes) | 496 | MONGOLIA | Mongolia |  | Countries outside EU were Clinical Investigation is performed | FLD-UDID-300 | ENUM_MDR_COUNTRY | MN | MONGOLIA | No
51280 | 10380 | certificationExecutionCountryCode | (ISO 3166-1 Country Codes) | 446 | MACAO | Macao |  | Countries outside EU were Clinical Investigation is performed | FLD-UDID-300 | ENUM_MDR_COUNTRY | MO | MACAU | No
51320 | 10390 | certificationExecutionCountryCode | (ISO 3166-1 Country Codes) | 580 | NORTHERN MARIANA ISLANDS | Northern Mariana Islands (the) |  | Countries outside EU were Clinical Investigation is performed | FLD-UDID-300 | ENUM_MDR_COUNTRY | MP | NORTHERN MARIANA ISLANDS | No
51360 | 10400 | certificationExecutionCountryCode | (ISO 3166-1 Country Codes) | 474 | MARTINIQUE | Martinique |  | Countries outside EU were Clinical Investigation is performed | FLD-UDID-300 | ENUM_MDR_COUNTRY | MQ | MARTINIQUE | No
51400 | 10410 | certificationExecutionCountryCode | (ISO 3166-1 Country Codes) | 478 | MAURITANIA | Mauritania |  | Countries outside EU were Clinical Investigation is performed | FLD-UDID-300 | ENUM_MDR_COUNTRY | MR | MAURITANIA | No
51440 | 10420 | certificationExecutionCountryCode | (ISO 3166-1 Country Codes) | 500 | MONTSERRAT | Montserrat |  | Countries outside EU were Clinical Investigation is performed | FLD-UDID-300 | ENUM_MDR_COUNTRY | MS | MONTSERRAT | No
51480 | 10430 | certificationExecutionCountryCode | (ISO 3166-1 Country Codes) | 480 | MAURITIUS | Mauritius |  | Countries outside EU were Clinical Investigation is performed | FLD-UDID-300 | ENUM_MDR_COUNTRY | MU | MAURITIUS | No
51520 | 10440 | certificationExecutionCountryCode | (ISO 3166-1 Country Codes) | 462 | MALDIVES | Maldives |  | Countries outside EU were Clinical Investigation is performed | FLD-UDID-300 | ENUM_MDR_COUNTRY | MV | MALDIVES | No
51560 | 10450 | certificationExecutionCountryCode | (ISO 3166-1 Country Codes) | 454 | MALAWI | Malawi |  | Countries outside EU were Clinical Investigation is performed | FLD-UDID-300 | ENUM_MDR_COUNTRY | MW | MALAWI | No
51600 | 10460 | certificationExecutionCountryCode | (ISO 3166-1 Country Codes) | 484 | MEXICO | Mexico |  | Countries outside EU were Clinical Investigation is performed | FLD-UDID-300 | ENUM_MDR_COUNTRY | MX | MEXICO | No
51640 | 10470 | certificationExecutionCountryCode | (ISO 3166-1 Country Codes) | 458 | MALAYSIA | Malaysia |  | Countries outside EU were Clinical Investigation is performed | FLD-UDID-300 | ENUM_MDR_COUNTRY | MY | MALAYSIA | No
51680 | 10480 | certificationExecutionCountryCode | (ISO 3166-1 Country Codes) | 508 | MOZAMBIQUE | Mozambique |  | Countries outside EU were Clinical Investigation is performed | FLD-UDID-300 | ENUM_MDR_COUNTRY | MZ | MOZAMBIQUE | No
51720 | 10490 | certificationExecutionCountryCode | (ISO 3166-1 Country Codes) | 516 | NAMIBIA | Namibia |  | Countries outside EU were Clinical Investigation is performed | FLD-UDID-300 | ENUM_MDR_COUNTRY | NA | NAMIBIA | No
51760 | 10500 | certificationExecutionCountryCode | (ISO 3166-1 Country Codes) | 540 | NEW CALEDONIA | New Caledonia |  | Countries outside EU were Clinical Investigation is performed | FLD-UDID-300 | ENUM_MDR_COUNTRY | NC | NEW CALEDONIA | No
51800 | 10510 | certificationExecutionCountryCode | (ISO 3166-1 Country Codes) | 562 | NIGER | Niger (the) |  | Countries outside EU were Clinical Investigation is performed | FLD-UDID-300 | ENUM_MDR_COUNTRY | NE | NIGER | No
51840 | 10520 | certificationExecutionCountryCode | (ISO 3166-1 Country Codes) | 574 | NORFOLK ISLAND | Norfolk Island |  | Countries outside EU were Clinical Investigation is performed | FLD-UDID-300 | ENUM_MDR_COUNTRY | NF | NORFOLK ISLAND | No
51880 | 10530 | certificationExecutionCountryCode | (ISO 3166-1 Country Codes) | 566 | NIGERIA | Nigeria |  | Countries outside EU were Clinical Investigation is performed | FLD-UDID-300 | ENUM_MDR_COUNTRY | NG | NIGERIA | No
51920 | 10540 | certificationExecutionCountryCode | (ISO 3166-1 Country Codes) | 558 | NICARAGUA | Nicaragua |  | Countries outside EU were Clinical Investigation is performed | FLD-UDID-300 | ENUM_MDR_COUNTRY | NI | NICARAGUA | No
51960 | 10550 | certificationExecutionCountryCode | (ISO 3166-1 Country Codes) | 524 | NEPAL | Nepal |  | Countries outside EU were Clinical Investigation is performed | FLD-UDID-300 | ENUM_MDR_COUNTRY | NP | NEPAL | No
52000 | 10560 | certificationExecutionCountryCode | (ISO 3166-1 Country Codes) | 520 | NAURU | Nauru |  | Countries outside EU were Clinical Investigation is performed | FLD-UDID-300 | ENUM_MDR_COUNTRY | NR | NAURU | No
52040 | 10570 | certificationExecutionCountryCode | (ISO 3166-1 Country Codes) | 570 | NIUE | Niue |  | Countries outside EU were Clinical Investigation is performed | FLD-UDID-300 | ENUM_MDR_COUNTRY | NU | NIUE | No
52080 | 10580 | certificationExecutionCountryCode | (ISO 3166-1 Country Codes) | 554 | NEW ZEALAND | New Zealand |  | Countries outside EU were Clinical Investigation is performed | FLD-UDID-300 | ENUM_MDR_COUNTRY | NZ | NEW ZEALAND | No
52120 | 10590 | certificationExecutionCountryCode | (ISO 3166-1 Country Codes) | 512 | OMAN | Oman |  | Countries outside EU were Clinical Investigation is performed | FLD-UDID-300 | ENUM_MDR_COUNTRY | OM | OMAN | No
52160 | 10600 | certificationExecutionCountryCode | (ISO 3166-1 Country Codes) | 591 | PANAMA | Panama |  | Countries outside EU were Clinical Investigation is performed | FLD-UDID-300 | ENUM_MDR_COUNTRY | PA | PANAMA | No
52200 | 10610 | certificationExecutionCountryCode | (ISO 3166-1 Country Codes) | 604 | PERU | Peru |  | Countries outside EU were Clinical Investigation is performed | FLD-UDID-300 | ENUM_MDR_COUNTRY | PE | PERU | No
52240 | 10620 | certificationExecutionCountryCode | (ISO 3166-1 Country Codes) | 258 | FRENCH POLYNESIA | French Polynesia |  | Countries outside EU were Clinical Investigation is performed | FLD-UDID-300 | ENUM_MDR_COUNTRY | PF | FRENCH POLYNESIA | No
52280 | 10630 | certificationExecutionCountryCode | (ISO 3166-1 Country Codes) | 598 | PAPUA NEW GUINEA | Papua New Guinea |  | Countries outside EU were Clinical Investigation is performed | FLD-UDID-300 | ENUM_MDR_COUNTRY | PG | PAPUA NEW GUINEA | No
52320 | 10640 | certificationExecutionCountryCode | (ISO 3166-1 Country Codes) | 608 | PHILIPPINES | Philippines (the) |  | Countries outside EU were Clinical Investigation is performed | FLD-UDID-300 | ENUM_MDR_COUNTRY | PH | PHILIPPINES | No
52360 | 10650 | certificationExecutionCountryCode | (ISO 3166-1 Country Codes) | 586 | PAKISTAN | Pakistan |  | Countries outside EU were Clinical Investigation is performed | FLD-UDID-300 | ENUM_MDR_COUNTRY | PK | PAKISTAN | No
52400 | 10660 | certificationExecutionCountryCode | (ISO 3166-1 Country Codes) | 666 | SAINT PIERRE AND MIQUELON | Saint Pierre and Miquelon |  | Countries outside EU were Clinical Investigation is performed | FLD-UDID-300 | ENUM_MDR_COUNTRY | PM | ST. PIERRE AND MIQUELON | No
52440 | 10670 | certificationExecutionCountryCode | (ISO 3166-1 Country Codes) | 612 | PITCAIRN | Pitcairn |  | Countries outside EU were Clinical Investigation is performed | FLD-UDID-300 | ENUM_MDR_COUNTRY | PN | PITCAIRN | No
52480 | 10680 | certificationExecutionCountryCode | (ISO 3166-1 Country Codes) | 630 | PUERTO RICO | Puerto Rico |  | Countries outside EU were Clinical Investigation is performed | FLD-UDID-300 | ENUM_MDR_COUNTRY | PR | PUERTO RICO | No
52520 | 10690 | certificationExecutionCountryCode | (ISO 3166-1 Country Codes) | 275 | PALESTINE, STATE OF | Palestine, State of |  | Countries outside EU were Clinical Investigation is performed | FLD-UDID-300 | ENUM_MDR_COUNTRY | PS | PALESTINIAN TERRITORY, OCCUPIED | No
52560 | 10700 | certificationExecutionCountryCode | (ISO 3166-1 Country Codes) | 585 | PALAU | Palau |  | Countries outside EU were Clinical Investigation is performed | FLD-UDID-300 | ENUM_MDR_COUNTRY | PW | PALAU | No
52600 | 10710 | certificationExecutionCountryCode | (ISO 3166-1 Country Codes) | 600 | PARAGUAY | Paraguay |  | Countries outside EU were Clinical Investigation is performed | FLD-UDID-300 | ENUM_MDR_COUNTRY | PY | PARAGUAY | No
52640 | 10720 | certificationExecutionCountryCode | (ISO 3166-1 Country Codes) | 634 | QATAR | Qatar |  | Countries outside EU were Clinical Investigation is performed | FLD-UDID-300 | ENUM_MDR_COUNTRY | QA | QATAR | No
52680 | 10730 | certificationExecutionCountryCode | (ISO 3166-1 Country Codes) | 638 | RÉUNION | Réunion |  | Countries outside EU were Clinical Investigation is performed | FLD-UDID-300 | ENUM_MDR_COUNTRY | RE | REUNION | No
52720 | 10740 | certificationExecutionCountryCode | (ISO 3166-1 Country Codes) | 688 | SERBIA | Serbia |  | Countries outside EU were Clinical Investigation is performed | FLD-UDID-300 | ENUM_MDR_COUNTRY | RS | SERBIA | No
52760 | 10750 | certificationExecutionCountryCode | (ISO 3166-1 Country Codes) | 643 | RUSSIAN FEDERATION | Russian Federation (the) |  | Countries outside EU were Clinical Investigation is performed | FLD-UDID-300 | ENUM_MDR_COUNTRY | RU | RUSSIAN FEDERATION | No
52800 | 10760 | certificationExecutionCountryCode | (ISO 3166-1 Country Codes) | 646 | RWANDA | Rwanda |  | Countries outside EU were Clinical Investigation is performed | FLD-UDID-300 | ENUM_MDR_COUNTRY | RW | RWANDA | No
52840 | 10770 | certificationExecutionCountryCode | (ISO 3166-1 Country Codes) | 682 | SAUDI ARABIA | Saudi Arabia |  | Countries outside EU were Clinical Investigation is performed | FLD-UDID-300 | ENUM_MDR_COUNTRY | SA | SAUDI ARABIA | No
52880 | 10780 | certificationExecutionCountryCode | (ISO 3166-1 Country Codes) | 090 | SOLOMON ISLANDS | Solomon Islands |  | Countries outside EU were Clinical Investigation is performed | FLD-UDID-300 | ENUM_MDR_COUNTRY | SB | SOLOMON ISLANDS | No
52920 | 10790 | certificationExecutionCountryCode | (ISO 3166-1 Country Codes) | 690 | SEYCHELLES | Seychelles |  | Countries outside EU were Clinical Investigation is performed | FLD-UDID-300 | ENUM_MDR_COUNTRY | SC | SEYCHELLES | No
52960 | 10800 | certificationExecutionCountryCode | (ISO 3166-1 Country Codes) | 729 | SUDAN | Sudan (the) |  | Countries outside EU were Clinical Investigation is performed | FLD-UDID-300 | ENUM_MDR_COUNTRY | SD | SUDAN | No
53000 | 10810 | certificationExecutionCountryCode | (ISO 3166-1 Country Codes) | 702 | SINGAPORE | Singapore |  | Countries outside EU were Clinical Investigation is performed | FLD-UDID-300 | ENUM_MDR_COUNTRY | SG | SINGAPORE | No
53040 | 10820 | certificationExecutionCountryCode | (ISO 3166-1 Country Codes) | 654 | SAINT HELENA, ASCENSION AND TRISTAN DA CUNHA | Saint Helena, Ascension and Tristan da Cunha |  | Countries outside EU were Clinical Investigation is performed | FLD-UDID-300 | ENUM_MDR_COUNTRY | SH | ST. HELENA | No
53080 | 10830 | certificationExecutionCountryCode | (ISO 3166-1 Country Codes) | 744 | SVALBARD AND JAN MAYEN | Svalbard and Jan Mayen |  | Countries outside EU were Clinical Investigation is performed | FLD-UDID-300 | ENUM_MDR_COUNTRY | SJ | SVALBARD AND JAN MAYEN ISLANDS | No
53120 | 10840 | certificationExecutionCountryCode | (ISO 3166-1 Country Codes) | 694 | SIERRA LEONE | Sierra Leone |  | Countries outside EU were Clinical Investigation is performed | FLD-UDID-300 | ENUM_MDR_COUNTRY | SL | SIERRA LEONE | No
53160 | 10850 | certificationExecutionCountryCode | (ISO 3166-1 Country Codes) | 674 | SAN MARINO | San Marino |  | Countries outside EU were Clinical Investigation is performed | FLD-UDID-300 | ENUM_MDR_COUNTRY | SM | SAN MARINO | No
53200 | 10860 | certificationExecutionCountryCode | (ISO 3166-1 Country Codes) | 686 | SENEGAL | Senegal |  | Countries outside EU were Clinical Investigation is performed | FLD-UDID-300 | ENUM_MDR_COUNTRY | SN | SENEGAL | No
53240 | 10870 | certificationExecutionCountryCode | (ISO 3166-1 Country Codes) | 706 | SOMALIA | Somalia |  | Countries outside EU were Clinical Investigation is performed | FLD-UDID-300 | ENUM_MDR_COUNTRY | SO | SOMALIA | No
53260 | 10880 | certificationExecutionCountryCode | (ISO 3166-1 Country Codes) | 728 | SOUTH SUDAN | South Sudan |  | Countries outside EU were Clinical Investigation is performed | FLD-UDID-300 | ENUM_MDR_COUNTRY | SS | SOUTH SUDAN | No
53280 | 10890 | certificationExecutionCountryCode | (ISO 3166-1 Country Codes) | 740 | SURINAME | Suriname |  | Countries outside EU were Clinical Investigation is performed | FLD-UDID-300 | ENUM_MDR_COUNTRY | SR | SURINAME | No
53320 | 10900 | certificationExecutionCountryCode | (ISO 3166-1 Country Codes) | 678 | SAO TOME AND PRINCIPE | Sao Tome and Principe |  | Countries outside EU were Clinical Investigation is performed | FLD-UDID-300 | ENUM_MDR_COUNTRY | ST | SAO TOME AND PRINCIPE | No
53360 | 10910 | certificationExecutionCountryCode | (ISO 3166-1 Country Codes) | 222 | EL SALVADOR | El Salvador |  | Countries outside EU were Clinical Investigation is performed | FLD-UDID-300 | ENUM_MDR_COUNTRY | SV | EL SALVADOR | No
53400 | 10920 | certificationExecutionCountryCode | (ISO 3166-1 Country Codes) | 534 | SINT MAARTEN (DUTCH PART) | Sint Maarten (Dutch part) |  | Countries outside EU were Clinical Investigation is performed | FLD-UDID-300 | ENUM_MDR_COUNTRY | SX | SAINT-MARTIN (DUTCH PART) | No
53440 | 10930 | certificationExecutionCountryCode | (ISO 3166-1 Country Codes) | 760 | SYRIAN ARAB REPUBLIC | Syrian Arab Republic (the) |  | Countries outside EU were Clinical Investigation is performed | FLD-UDID-300 | ENUM_MDR_COUNTRY | SY | SYRIAN ARAB REPUBLIC | No
53480 | 10940 | certificationExecutionCountryCode | (ISO 3166-1 Country Codes) | 748 | ESWATINI | Eswatini |  | Countries outside EU were Clinical Investigation is performed | FLD-UDID-300 | ENUM_MDR_COUNTRY | SZ | SWAZILAND | No
53520 | 10950 | certificationExecutionCountryCode | (ISO 3166-1 Country Codes) | 796 | TURKS AND CAICOS ISLANDS | Turks and Caicos Islands (the) |  | Countries outside EU were Clinical Investigation is performed | FLD-UDID-300 | ENUM_MDR_COUNTRY | TC | TURKS AND CAICOS ISLANDS | No
53560 | 10960 | certificationExecutionCountryCode | (ISO 3166-1 Country Codes) | 148 | CHAD | Chad |  | Countries outside EU were Clinical Investigation is performed | FLD-UDID-300 | ENUM_MDR_COUNTRY | TD | CHAD | No
53600 | 10970 | certificationExecutionCountryCode | (ISO 3166-1 Country Codes) | 260 | FRENCH SOUTHERN TERRITORIES | French Southern Territories (the) |  | Countries outside EU were Clinical Investigation is performed | FLD-UDID-300 | ENUM_MDR_COUNTRY | TF | FRENCH SOUTHERN TERRITORIES | No
53640 | 10980 | certificationExecutionCountryCode | (ISO 3166-1 Country Codes) | 768 | TOGO | Togo |  | Countries outside EU were Clinical Investigation is performed | FLD-UDID-300 | ENUM_MDR_COUNTRY | TG | TOGO | No
53680 | 10990 | certificationExecutionCountryCode | (ISO 3166-1 Country Codes) | 764 | THAILAND | Thailand |  | Countries outside EU were Clinical Investigation is performed | FLD-UDID-300 | ENUM_MDR_COUNTRY | TH | THAILAND | No
53720 | 11000 | certificationExecutionCountryCode | (ISO 3166-1 Country Codes) | 762 | TAJIKISTAN | Tajikistan |  | Countries outside EU were Clinical Investigation is performed | FLD-UDID-300 | ENUM_MDR_COUNTRY | TJ | TAJIKISTAN | No
53760 | 11010 | certificationExecutionCountryCode | (ISO 3166-1 Country Codes) | 772 | TOKELAU | Tokelau |  | Countries outside EU were Clinical Investigation is performed | FLD-UDID-300 | ENUM_MDR_COUNTRY | TK | TOKELAU | No
53800 | 11020 | certificationExecutionCountryCode | (ISO 3166-1 Country Codes) | 626 | TIMOR-LESTE | Timor-Leste |  | Countries outside EU were Clinical Investigation is performed | FLD-UDID-300 | ENUM_MDR_COUNTRY | TL | TIMOR-LESTE | No
53840 | 11030 | certificationExecutionCountryCode | (ISO 3166-1 Country Codes) | 795 | TURKMENISTAN | Turkmenistan |  | Countries outside EU were Clinical Investigation is performed | FLD-UDID-300 | ENUM_MDR_COUNTRY | TM | TURKMENISTAN | No
53880 | 11040 | certificationExecutionCountryCode | (ISO 3166-1 Country Codes) | 788 | TUNISIA | Tunisia |  | Countries outside EU were Clinical Investigation is performed | FLD-UDID-300 | ENUM_MDR_COUNTRY | TN | TUNISIA | No
53920 | 11050 | certificationExecutionCountryCode | (ISO 3166-1 Country Codes) | 776 | TONGA | Tonga |  | Countries outside EU were Clinical Investigation is performed | FLD-UDID-300 | ENUM_MDR_COUNTRY | TO | TONGA | No
53960 | 11060 | certificationExecutionCountryCode | (ISO 3166-1 Country Codes) | 780 | TRINIDAD AND TOBAGO | Trinidad and Tobago |  | Countries outside EU were Clinical Investigation is performed | FLD-UDID-300 | ENUM_MDR_COUNTRY | TT | TRINIDAD AND TOBAGO | No
54000 | 11070 | certificationExecutionCountryCode | (ISO 3166-1 Country Codes) | 798 | TUVALU | Tuvalu |  | Countries outside EU were Clinical Investigation is performed | FLD-UDID-300 | ENUM_MDR_COUNTRY | TV | TUVALU | No
54040 | 11080 | certificationExecutionCountryCode | (ISO 3166-1 Country Codes) | 158 | TAIWAN, PROVINCE OF CHINA | Taiwan (Province of China) |  | Countries outside EU were Clinical Investigation is performed | FLD-UDID-300 | ENUM_MDR_COUNTRY | TW | TAIWAN, PROVINCE OF CHINA | No
54080 | 11090 | certificationExecutionCountryCode | (ISO 3166-1 Country Codes) | 834 | TANZANIA, UNITED REPUBLIC OF | Tanzania, the United Republic of |  | Countries outside EU were Clinical Investigation is performed | FLD-UDID-300 | ENUM_MDR_COUNTRY | TZ | TANZANIA, UNITED REPUBLIC OF | No
54120 | 11100 | certificationExecutionCountryCode | (ISO 3166-1 Country Codes) | 804 | UKRAINE | Ukraine |  | Countries outside EU were Clinical Investigation is performed | FLD-UDID-300 | ENUM_MDR_COUNTRY | UA | UKRAINE | No
54160 | 11110 | certificationExecutionCountryCode | (ISO 3166-1 Country Codes) | 800 | UGANDA | Uganda |  | Countries outside EU were Clinical Investigation is performed | FLD-UDID-300 | ENUM_MDR_COUNTRY | UG | UGANDA | No
54200 | 11120 | certificationExecutionCountryCode | (ISO 3166-1 Country Codes) | 581 | UNITED STATES MINOR OUTLYING ISLANDS | United States Minor Outlying Islands (the) |  | Countries outside EU were Clinical Investigation is performed | FLD-UDID-300 | ENUM_MDR_COUNTRY | UM | UNITED STATES MINOR OUTLYING ISLANDS | No
54240 | 11130 | certificationExecutionCountryCode | (ISO 3166-1 Country Codes) | 840 | UNITED STATES OF AMERICA | United States of America (the) |  | Countries outside EU were Clinical Investigation is performed | FLD-UDID-300 | ENUM_MDR_COUNTRY | US | UNITED STATES | No
54280 | 11140 | certificationExecutionCountryCode | (ISO 3166-1 Country Codes) | 858 | URUGUAY | Uruguay |  | Countries outside EU were Clinical Investigation is performed | FLD-UDID-300 | ENUM_MDR_COUNTRY | UY | URUGUAY | No
54320 | 11150 | certificationExecutionCountryCode | (ISO 3166-1 Country Codes) | 860 | UZBEKISTAN | Uzbekistan |  | Countries outside EU were Clinical Investigation is performed | FLD-UDID-300 | ENUM_MDR_COUNTRY | UZ | UZBEKISTAN | No
54360 | 11160 | certificationExecutionCountryCode | (ISO 3166-1 Country Codes) | 336 | HOLY SEE | Holy See (the) |  | Countries outside EU were Clinical Investigation is performed | FLD-UDID-300 | ENUM_MDR_COUNTRY | VA | VATICAN CITY STATE (HOLY SEE) | No
54400 | 11170 | certificationExecutionCountryCode | (ISO 3166-1 Country Codes) | 670 | SAINT VINCENT AND THE GRENADINES | Saint Vincent and the Grenadines |  | Countries outside EU were Clinical Investigation is performed | FLD-UDID-300 | ENUM_MDR_COUNTRY | VC | SAINT VINCENT AND THE GRENADINES | No
54440 | 11180 | certificationExecutionCountryCode | (ISO 3166-1 Country Codes) | 862 | VENEZUELA (BOLIVARIAN REPUBLIC OF) | Venezuela (Bolivarian Republic of) |  | Countries outside EU were Clinical Investigation is performed | FLD-UDID-300 | ENUM_MDR_COUNTRY | VE | VENEZUELA | No
54480 | 11190 | certificationExecutionCountryCode | (ISO 3166-1 Country Codes) | 092 | VIRGIN ISLANDS (BRITISH) | Virgin Islands (British) |  | Countries outside EU were Clinical Investigation is performed | FLD-UDID-300 | ENUM_MDR_COUNTRY | VG | VIRGIN ISLANDS (BRITISH) | No
54520 | 11200 | certificationExecutionCountryCode | (ISO 3166-1 Country Codes) | 850 | VIRGIN ISLANDS (U.S.) | Virgin Islands (U.S.) |  | Countries outside EU were Clinical Investigation is performed | FLD-UDID-300 | ENUM_MDR_COUNTRY | VI | VIRGIN ISLANDS (U.S.) | No
54560 | 11210 | certificationExecutionCountryCode | (ISO 3166-1 Country Codes) | 704 | VIET NAM | Viet Nam |  | Countries outside EU were Clinical Investigation is performed | FLD-UDID-300 | ENUM_MDR_COUNTRY | VN | VIET NAM | No
54600 | 11220 | certificationExecutionCountryCode | (ISO 3166-1 Country Codes) | 548 | VANUATU | Vanuatu |  | Countries outside EU were Clinical Investigation is performed | FLD-UDID-300 | ENUM_MDR_COUNTRY | VU | VANUATU | No
54640 | 11230 | certificationExecutionCountryCode | (ISO 3166-1 Country Codes) | 876 | WALLIS AND FUTUNA | Wallis and Futuna |  | Countries outside EU were Clinical Investigation is performed | FLD-UDID-300 | ENUM_MDR_COUNTRY | WF | WALLIS AND FUTUNA ISLANDS | No
54680 | 11240 | certificationExecutionCountryCode | (ISO 3166-1 Country Codes) | 882 | SAMOA | Samoa |  | Countries outside EU were Clinical Investigation is performed | FLD-UDID-300 | ENUM_MDR_COUNTRY | WS | SAMOA | No
54720 | 11250 | certificationExecutionCountryCode | (ISO 3166-1 Country Codes) | 887 | YEMEN | Yemen |  | Countries outside EU were Clinical Investigation is performed | FLD-UDID-300 | ENUM_MDR_COUNTRY | YE | YEMEN | No
54760 | 11260 | certificationExecutionCountryCode | (ISO 3166-1 Country Codes) | 175 | MAYOTTE | Mayotte |  | Countries outside EU were Clinical Investigation is performed | FLD-UDID-300 | ENUM_MDR_COUNTRY | YT | MAYOTTE | No
54800 | 11270 | certificationExecutionCountryCode | (ISO 3166-1 Country Codes) | 710 | SOUTH AFRICA | South Africa |  | Countries outside EU were Clinical Investigation is performed | FLD-UDID-300 | ENUM_MDR_COUNTRY | ZA | SOUTH AFRICA | No
54840 | 11280 | certificationExecutionCountryCode | (ISO 3166-1 Country Codes) | 894 | ZAMBIA | Zambia |  | Countries outside EU were Clinical Investigation is performed | FLD-UDID-300 | ENUM_MDR_COUNTRY | ZM | ZAMBIA | No
54880 | 11290 | certificationExecutionCountryCode | (ISO 3166-1 Country Codes) | 716 | ZIMBABWE | Zimbabwe |  | Countries outside EU were Clinical Investigation is performed | FLD-UDID-300 | ENUM_MDR_COUNTRY | ZW | ZIMBABWE | No
40 | 11300 | structuredAddress/countryCode | (Refer to full list of ISO 3166-1 Country Codes) |  |  |  |  | Country | FLD-EUD-042 | ENUM_MDR_COUNTRY | (various) | (various) | Yes
| 70 | additionalTradeItemClassificationCodeValue | (Tab 'EMDN V2') |  |  |  |  | Nomenclature code | FLD-UDID-149 | EMDN Nomenclature | (NA) | (NA) | Yes
| 10 | additionalPartyIdentificationTypeCode | AdditionalPartyIdentificationTypeCode | SRN | EUDAMED Single Registration Number (SRN) | EUDAMED Single Registration Number (SRN) |  | Legal Manufacturer SRN; Authorised Representative; System or Procedure Pack Producer Actor ID; Enter the SRN (Is the Device designed and Manufactured by another legal or natural person) | FLD-UDID-10; FLD-UDID-15; FLD-UDID-44; FLD-UDID-221 | (NA) | (NA) | (NA) | No | Add | Added codelist mapping | 2025-10
| 11 | additionalPartyIdentificationTypeCode | AdditionalPartyIdentificationTypeCode | CHRN | Swiss Single Registration Number (CHRN) | Swiss Single Registration Number (CHRN): Unique registration number assigned by Swissmedic in accordance with MedDO Art. 55. |  | (NA) | (NA) | (NA) | (NA) | (NA) | Yes | Add | Added codelist mapping | 2025-12
| 60 | additionalPartyIdentificationTypeCode | AdditionalPartyIdentificationTypeCode | EU_NOTIFIED_BODY_NUMBER | EU Notified body number | This number identifies the notified body. A notified body is an organisation designated by the EU countries, EFTA countries and other countries with which the EU has concluded Mutual Recognition Agreements (MRAs) and Protocols to the Europe Agreements on Conformity Assessment and Acceptance of Industrial Products (PECAs), to assess the conformity of certain products before being placed on the market. These bodies carry out tasks related to conformity assessment procedures set out in the applicable legislation, when a third party is required. The EU Commission publishes a list of such notified bodies in the New Approach Notified and Designated Organisations (NANDO) information system. |  | Notified Body | FLD-UDID-63 | (NA) | (NA) | (NA) | Yes | Add | Added codelist mapping | 2025-10
| 80 | additionalTradeItemClassificationSystemCode | AdditionalTradeItemClassificationCodeListCode | 88 | European Medical Device Nomenclature (EMDN) | European Medical Device Nomenclature (EMDN) |  | Nomenclature code | FLD-UDID-149 | (NA) | (NA) | (NA) | Yes | Add | Added codelist mapping | 2025-10
| 90 | additionalTradeItemClassificationSystemCode | AdditionalTradeItemClassificationCodeListCode | 76 | EU Regulation (MDR/IVDR) Risk class | The Medical Devices Regulation (EU MDR 2017/745) and In-vitro-Diagnostika Regulation (EU IVDR 2017/746) risk class classification system is managed by the European Commission, the European Parliament and the Council of Ministers. |  | Risk Class | FLD-UDID-16 | (NA) | (NA) | (NA) | Yes | Add | Added codelist mapping | 2025-10
| 100 | additionalTradeItemClassificationSystemCode | AdditionalTradeItemClassificationCodeListCode | 85 | EU Directive (MDD/AIMDD/IVDD) Risk class | The Medical Devices Directive (MDD 93/42/EEC), Active Implantable Medical Devices Directive (90/385/EEC) and In vitro Diagnostic Medical Devices Directive (IVDD 98/79/EC) risk class classification system is managed by the European Commission, the European Parliament and the Council of Ministers. |  | Risk Class | FLD-UDID-16 | (NA) | (NA) | (NA) | Yes | Add | Added codelist mapping | 2025-10
840 | 110 | (GDSN LCL for additionalTradeItemClassificationCodeValue where additionalTradeItemClassificationSystemCode is 76) | AdditionalTradeItemClassificationCodeValue | EU_CLASS_A | Class A Low-risk In-Vitro Diagnostics | Low-risk as specified in the final European In vitro Diagnostic Device Regulation (EU) 2017/746 |  | Risk Class | FLD-UDID-16 | ENUM_UDID_RiskClass | CLASS_A | Class A | Yes
880 | 120 | (GDSN LCL for additionalTradeItemClassificationCodeValue where additionalTradeItemClassificationSystemCode is 76) | AdditionalTradeItemClassificationCodeValue | EU_CLASS_B | Class B Low-medium risk In-Vitro Diagnostics | Low-Medium risk as specified in the final European In vitro Diagnostic Device Regulation (EU) 2017/746 |  | Risk Class | FLD-UDID-16 | ENUM_UDID_RiskClass | CLASS_B | Class B | Yes
920 | 130 | (GDSN LCL for additionalTradeItemClassificationCodeValue where additionalTradeItemClassificationSystemCode is 76) | AdditionalTradeItemClassificationCodeValue | EU_CLASS_C | Class C Medium-high risk In-Vitro Diagnostics | Medium-high as specified in the final European In vitro Diagnostic Device Regulation (EU) 2017/746 |  | Risk Class | FLD-UDID-16 | ENUM_UDID_RiskClass | CLASS_C | Class C | Yes
960 | 140 | (GDSN LCL for additionalTradeItemClassificationCodeValue where additionalTradeItemClassificationSystemCode is 76) | AdditionalTradeItemClassificationCodeValue | EU_CLASS_D | Class D High-risk In-Vitro Diagnostics | High-risk as specified in the final European In vitro Diagnostic Device Regulation (EU) 2017/746 |  | Risk Class | FLD-UDID-16 | ENUM_UDID_RiskClass | CLASS_D | Class D | Yes
1000 | 150 | (GDSN LCL for additionalTradeItemClassificationCodeValue where additionalTradeItemClassificationSystemCode is 76); (GDSN LCL for additionalTradeItemClassificationCodeValue where additionalTradeItemClassificationSystemCode is 85) | AdditionalTradeItemClassificationCodeValue | EU_CLASS_I | Class I Low-risk Medical Device | Low-risk as specified in the final European Medical Device Regulation (EU) 2017/745 |  | Risk Class | FLD-UDID-16 | ENUM_UDID_RiskClass | CLASS_I | Class I | Yes
1040 | 160 | (GDSN LCL for additionalTradeItemClassificationCodeValue where additionalTradeItemClassificationSystemCode is 76); (GDSN LCL for additionalTradeItemClassificationCodeValue where additionalTradeItemClassificationSystemCode is 85) | AdditionalTradeItemClassificationCodeValue | EU_CLASS_IIA | Class IIa Low-medium risk Medical Device | Low-Medium risk as specified in the final European Medical Device Regulation (EU) 2017/745 |  | Risk Class | FLD-UDID-16 | ENUM_UDID_RiskClass | CLASS_IIA | Class IIa | Yes
1080 | 170 | (GDSN LCL for additionalTradeItemClassificationCodeValue where additionalTradeItemClassificationSystemCode is 76); (GDSN LCL for additionalTradeItemClassificationCodeValue where additionalTradeItemClassificationSystemCode is 85) | AdditionalTradeItemClassificationCodeValue | EU_CLASS_IIB | Class IIb Medium-high risk Medical Device | Medium-high risk as specified in the final European Medical Device Regulation (EU) 2017/745 |  | Risk Class | FLD-UDID-16 | ENUM_UDID_RiskClass | CLASS_IIB | Class IIb | Yes
1120 | 180 | (GDSN LCL for additionalTradeItemClassificationCodeValue where additionalTradeItemClassificationSystemCode is 76); (GDSN LCL for additionalTradeItemClassificationCodeValue where additionalTradeItemClassificationSystemCode is 85) | AdditionalTradeItemClassificationCodeValue | EU_CLASS_III | Class III High-risk Medical Device | High-risk as specified in the final European Medical Device Regulation (EU) 2017/745 |  | Risk Class | FLD-UDID-16 | ENUM_UDID_RiskClass | CLASS_III | Class III | Yes
1140 | 190 | (GDSN LCL for additionalTradeItemClassificationCodeValue where additionalTradeItemClassificationSystemCode is 85) | AdditionalTradeItemClassificationCodeValue | AIMDD | Active Implantable Medical Devices (AIMDD) | Class AIMDD for Medical Devices (according to EU Directive AIMDD 90/385/EEC) |  | Risk Class | FLD-UDID-16 | ENUM_UDID_RiskClass | AIMDD | AIMDD | Yes
1160 | 200 | (GDSN LCL for additionalTradeItemClassificationCodeValue where additionalTradeItemClassificationSystemCode is 85) | AdditionalTradeItemClassificationCodeValue | IVDD_ANNEX_II_LIST_A | IVDD Annex II List A | IVDD Annex II List A as specified in European In Vitro Diagnostic Devices Directive (IVDD 98/79/EC) |  | Risk Class | FLD-UDID-16 | ENUM_UDID_RiskClass | IVD_ANNEX_II_LIST_A | IVD AnnexII List A | Yes
1200 | 210 | (GDSN LCL for additionalTradeItemClassificationCodeValue where additionalTradeItemClassificationSystemCode is 85) | AdditionalTradeItemClassificationCodeValue | IVDD_ANNEX_II_LIST_B | IVDD Annex II List B | IVDD Annex II List B as specified in European In Vitro Diagnostic Devices Directive (IVDD 98/79/EC) |  | Risk Class | FLD-UDID-16 | ENUM_UDID_RiskClass | IVD_ANNEX_II_LIST_B | IVD Annex II List B | Yes
1240 | 220 | (GDSN LCL for additionalTradeItemClassificationCodeValue where additionalTradeItemClassificationSystemCode is 85) | AdditionalTradeItemClassificationCodeValue | IVDD_GENERAL | IVDD General | Class EU_CLASS_General for In-Vitro Diagnostic Devices (according to EU Directive IVDD 98/79/EEC) |  | Risk Class | FLD-UDID-16 | ENUM_UDID_RiskClass | IVD_DEVICES_GENERAL | IVD General | Yes
1280 | 230 | (GDSN LCL for additionalTradeItemClassificationCodeValue where additionalTradeItemClassificationSystemCode is 85) | AdditionalTradeItemClassificationCodeValue | IVDD_DEVICES_SELF_TESTING | IVDD devices for self-testing | Class EU_CLASS_SelfTest for In-Vitro Diagnostic Devices (according to EU Directive IVDD 98/79/EEC) |  | Risk Class | FLD-UDID-16 | ENUM_UDID_RiskClass | IVD_DEVICES_SELF_TESTING | IVD devices for self- testing | Yes
55320 | 240 | additionalTradeItemIdentificationTypeCode | AdditionalTradeItemIdentificationTypeCode | HIBC | HIBC | Health Industry Business Communication Barcode: An alphanumeric identification number used as a common identifier within the healthcare industry across different locations. In the Netherlands, this code is managed by the European Health Industry Business Communications Council. |  | Issuing Entity Secondary DI | FLD-UDID-293 | (NA) | HIBCC | HIBCC | Yes
55360 | 250 | additionalTradeItemIdentificationTypeCode | AdditionalTradeItemIdentificationTypeCode | ICCBBA | ICCBBA | ICCBBA is an international non-governmental organization (NGO) that manages, develops and licenses ISBT 128; the international information standard for the terminology, coding and labelling of medical products of human origin. ICCBBA manage the allocation of globally unique identifiers to licensed facilities and maintain the ISBT 128 Standard, international databases for Facility Identification Numbers and Product Coding, supporting documentation, and educational materials. |  | Issuing Entity Secondary DI | FLD-UDID-293 | (NA) | ICCBBA | ICCBBA | Yes
55400 | 260 | additionalTradeItemIdentificationTypeCode | AdditionalTradeItemIdentificationTypeCode | PZN | Central Pharmaceutical Number | The pharmaceutical central number (Pharmazentralnummer), or PZN for short, is an identification number for the uniform identification of pharmaceuticals and medical devices subject to pharmacies available on the German market. Their assignment is carried out by the Informationsstelle für Arzneimittelspezialitäten (IFA) after an application is submitted by the manufacturer. |  | Issuing Entity Secondary DI | FLD-UDID-293 | (NA) | IFA | IFA | Yes
55120 | 270 | additionalTradeItemIdentificationTypeCode | AdditionalTradeItemIdentificationTypeCode | PPN | Pharmacy Product Number | The Pharmacy Product Number (PPN) is a globally unique identifier for pharmaceutical products, used to ensure traceability within the supply chain. It is typically encoded in a 2D data matrix on packaging and issued under the authority of the IFA (Informationsstelle für Arzneispezialitäten) as the official issuing agency. |  | Issuing Entity Secondary DI | FLD-UDID-293 | (NA) | IFA | IFA | Yes | Add | Request a new code for PPN | 2026-05
55440 | 280 | additionalTradeItemIdentificationTypeCode | AdditionalTradeItemIdentificationTypeCode | MODEL_NUMBER | Model Number | The additional Trade Item Identification value populated by the brand owner to a base product design or specification from which a trade item is derived. The trade item inherits major features/functions from the base model and in some sectors, such as electronics or apparel. NOTE: The use of this code and value are NOT the GS1 Identification Key for Global Model Number (GMN). |  | Device Model/System or Procedure pack Model | FLD-UDID-20 | (NA) | (NA) | (NA) | Yes
| 290 | additionalTradeItemIdentificationTypeCode | AdditionalTradeItemIdentificationTypeCode | MANUFACTURER_PART_NUMBER | Manufacturer Part Number | The additional Trade Item Identification value populated by the supplier is an identifier of the Original Equipment Manufacturer (OEM) part number even if the part is being produced by a third-party manufacturer. | For the manufacturer's reference number use code 'MANUFACTURER_PART_NUMBER' instead of 'SUPPLIER_ASSIGNED' or keep both values equal | Reference / Catalogue Number | FLD-UDID-163 | (NA) | (NA) | (NA) | Yes | Add | Added codelist mapping | 2025-10
55480 | 300 | additionalTradeItemIdentificationTypeCode | AdditionalTradeItemIdentificationTypeCode | SUPPLIER_ASSIGNED | Supplier Assigned | The additional Trade Item Identification value populated by the supplier in most cases a non-GS1 item number. | For the manufacturer's reference number use code 'MANUFACTURER_PART_NUMBER' instead of 'SUPPLIER_ASSIGNED' or keep both values equal | Reference / Catalogue Number | FLD-UDID-163 | (NA) | (NA) | (NA) | Yes
4440 | 310 | annexXVIintendedPurposeTypeCode | AnnexXVIIntendedPurposeTypeCode | BRAIN_ELECTROSTIMULATION | Brain electrostimulation | Brain electrostimulation |  | Intended purpose other than medical (Annex XVI) | FLD-UDID-147 | ENUM_UDID_NonMedicalDeviceType | BRAIN_ELECTROSTIMULATION | Brain Electrostimulation | Yes
4480 | 320 | annexXVIintendedPurposeTypeCode | AnnexXVIIntendedPurposeTypeCode | CONTACT_LENSES | Contact lenses | Contact lenses |  | Intended purpose other than medical (Annex XVI) | FLD-UDID-147 | ENUM_UDID_NonMedicalDeviceType | CONTACT_LENSES | Contact Lenses | Yes
4520 | 330 | annexXVIintendedPurposeTypeCode | AnnexXVIIntendedPurposeTypeCode | EMR | High intensity electromagnetic radiation | High intensity electromagnetic radiation |  | Intended purpose other than medical (Annex XVI) | FLD-UDID-147 | ENUM_UDID_NonMedicalDeviceType | EMR | EMR | Yes
4560 | 340 | annexXVIintendedPurposeTypeCode | AnnexXVIIntendedPurposeTypeCode | EQUIPMENT_4_ADIPOSE_TISSUE | Equipment for adipose tissue | Equipment to be used to reduce, remove or destroy adipose tissue. |  | Intended purpose other than medical (Annex XVI) | FLD-UDID-147 | ENUM_UDID_NonMedicalDeviceType | EQUIPMENT_FOR_ADIPOSE_TISSUE | EQUIPMENT FOR ADIPOSE TISSUE | Yes
4600 | 350 | annexXVIintendedPurposeTypeCode | AnnexXVIIntendedPurposeTypeCode | FILLING_BY_INJECTION | Filling by injection | Substances, combinations of substances, or items intended for filling by injection. |  | Intended purpose other than medical (Annex XVI) | FLD-UDID-147 | ENUM_UDID_NonMedicalDeviceType | FILLING_BY_INJECTION | FILLING BY INJECTION | Yes
4640 | 360 | annexXVIintendedPurposeTypeCode | AnnexXVIIntendedPurposeTypeCode | PRODUCT_IN_BODY | Product in human body | Products intended to be totally or partially introduced into the human body. |  | Intended purpose other than medical (Annex XVI) | FLD-UDID-147 | ENUM_UDID_NonMedicalDeviceType | PRODUCT_IN_BODY | PRODUCT IN BODY | Yes
27760 | 370 | carcinogenicMutagenicReprotoxicTypeCode | CarcinogenicMutagenicReprotoxicTypeCode | CMR_1A | Carcinogenic mutagenic reprotoxic (CMR) 1A | Carcinogenic mutagenic reprotoxic (CMR) 1A |  | Category of CMR | FLD-UDID-200 | ENUM_UDID_CMRType | CMR_1A | 1A | Yes
27800 | 380 | carcinogenicMutagenicReprotoxicTypeCode | CarcinogenicMutagenicReprotoxicTypeCode | CMR_1B | Carcinogenic mutagenic reprotoxic (CMR) 1B | Carcinogenic mutagenic reprotoxic (CMR) 1B |  | Category of CMR | FLD-UDID-200 | ENUM_UDID_CMRType | CMR_1B | 1B | Yes
1320 | 390 | (GDSN LCL for certificationStandard) | CertificationStandard | AIMDD_II_4 | EU Declaration Certification (Annex 2 section 4) (AIMDD) | EU Declaration Certification (Annex 2 section 4) (Directive 90/385/EEC) |  | Certificate Type | FLD-UDID-60 | Enum_UDI_Device_Certificate_Info_CertTypes | AIMDD_II_4 | Directive 90/385/EEC Annex 2 section 4 | No
1360 | 400 | (GDSN LCL for certificationStandard) | CertificationStandard | AIMDD_II_EX_4 | EU Declaration Certification (Annex 2 excluding section 4) (AIMDD) | EU Declaration Certification (Annex 2 excluding section 4) (Directive 90/385/EEC) |  | Certificate Type | FLD-UDID-60 | Enum_UDI_Device_Certificate_Info_CertTypes | AIMDD_II_EX_4 | Directive 90/385/EEC Annex 2 excluding section 4 | No
1400 | 410 | (GDSN LCL for certificationStandard) | CertificationStandard | AIMDD_III | EU Type Examintation Certification (Annex 3) (AIMDD) | EU Type Examintation Certification (Annex 3) (Directive 90/385/EEC) |  | Certificate Type | FLD-UDID-60 | Enum_UDI_Device_Certificate_Info_CertTypes | AIMDD_III | Directive 90/385/EEC Annex 3 | No
1440 | 420 | (GDSN LCL for certificationStandard) | CertificationStandard | AIMDD_IV | EU Type Examintation Certification (Annex 4) (AIMDD) | EU Type Examintation Certification (Annex 4) (Directive 90/385/EEC) |  | Certificate Type | FLD-UDID-60 | Enum_UDI_Device_Certificate_Info_CertTypes | AIMDD_IV | Directive 90/385/EEC Annex 4 | No
1480 | 430 | (GDSN LCL for certificationStandard) | CertificationStandard | AIMDD_V | EU Declaration Certification (Annex 5) (AIMDD) | EU Declaration Certification (Annex 5) (Directive 90/385/EEC) |  | Certificate Type | FLD-UDID-60 | Enum_UDI_Device_Certificate_Info_CertTypes | AIMDD_V | Directive 90/385/EEC Annex 5 | No
1760 | 440 | (GDSN LCL for certificationStandard) | CertificationStandard | IVDD_III_6 | EU Testing Certification (Annex III section 6) (IVDD) | EU Testing Certification (Annex III section 6) (Directive 98/79/EC) |  | Certificate Type | FLD-UDID-60 | Enum_UDI_Device_Certificate_Info_CertTypes | IVDD_III_6 | Directive 98/79/EC Annex III section 6 | No
1800 | 450 | (GDSN LCL for certificationStandard) | CertificationStandard | IVDD_IV_ EX_4_6 | EU Quality Assurance Certification (Annex IV excl. section 4 and 6) (IVDD) | EU Quality Assurance Certification (Annex IV excl. section 4 and 6) (Directive 98/79/EC) |  | Certificate Type | FLD-UDID-60 | Enum_UDI_Device_Certificate_Info_CertTypes | IVDD_IV_ EX_4_6 | Directive 98/79/EC Annex IV excl. section 4 and 6 | No
1840 | 460 | (GDSN LCL for certificationStandard) | CertificationStandard | IVDD_IV_4 | EU Quality Assurance Certification (Annex IV section 4) (IVDD) | EU Quality Assurance Certification (Annex IV section 4) (Directive 98/79/EC) |  | Certificate Type | FLD-UDID-60 | Enum_UDI_Device_Certificate_Info_CertTypes | IVDD_IV_4 | Directive 98/79/EC Annex IV section 4 | No
1880 | 470 | (GDSN LCL for certificationStandard) | CertificationStandard | IVDD_IV_6 | EU Quality Assurance Certification (Annex IV section 6) (IVDD) | EU Quality Assurance Certification (Annex IV section 6) (Directive 98/79/EC) |  | Certificate Type | FLD-UDID-60 | Enum_UDI_Device_Certificate_Info_CertTypes | IVDD_IV_6 | Directive 98/79/EC Annex IV section 6 | No
1920 | 480 | (GDSN LCL for certificationStandard) | CertificationStandard | IVDD_V | EU Type Examintation Certification (Annex V) (IVDD) | EU Type Examintation Certification (Annex V) (Directive 98/79/EC) |  | Certificate Type | FLD-UDID-60 | Enum_UDI_Device_Certificate_Info_CertTypes | IVDD_V | Directive 98/79/EC Annex V | No
1960 | 490 | (GDSN LCL for certificationStandard) | CertificationStandard | IVDD_VI | EU Type Examintation Certification (Annex VI) (IVDD) | EU Type Examintation Certification (Annex VI) (Directive 98/79/EC) |  | Certificate Type | FLD-UDID-60 | Enum_UDI_Device_Certificate_Info_CertTypes | IVDD_VI | Directive 98/79/EC Annex VI | No
2000 | 500 | (GDSN LCL for certificationStandard) | CertificationStandard | IVDD_VII_5 | EU Production Quality Certification (Annex VII section 5) (IVDD) | EU Production Quality Certification (Annex VII section 5) (Directive 98/79/EC) |  | Certificate Type | FLD-UDID-60 | Enum_UDI_Device_Certificate_Info_CertTypes | IVDD_VII_5 | Directive 98/79/EC Annex VII section 5 | No
2040 | 510 | (GDSN LCL for certificationStandard) | CertificationStandard | IVDD_VII_EX_5 | EU Production Quality Certification (Annex VII excluding section 5) (IVDD) | EU Production Quality Certification (Annex VII excluding section 5) (Directive 98/79/EC) |  | Certificate Type | FLD-UDID-60 | Enum_UDI_Device_Certificate_Info_CertTypes | IVDD_VII_EX_5 | Directive 98/79/EC Annex VII excluding section 5 | No
2080 | 520 | (GDSN LCL for certificationStandard) | CertificationStandard | IVDR_PRODUCTION_QUALITY_ASSURANCE | EU Production Quality Assurance certificate (Annex XI) (IVDR) | EU Production Quality Assurance certificate (Annex XI) (IVDR) |  | Certificate Type | FLD-UDID-60 | Enum_UDI_Device_Certificate_Info_CertTypes | IVDR_PRODUCTION_QUALITY_ASSURANCE | EU Production Quality Assurance certificate (Annex XI) | No
2120 | 530 | (GDSN LCL for certificationStandard) | CertificationStandard | IVDR_QUALITY_MANAGEMENT_SYSTEM | EU Quality Management System certificate (Annex IX Chapter I) (IVDR) | EU Quality Management System certificate (Annex IX Chapter I) (IVDR) |  | Certificate Type | FLD-UDID-60 | Enum_UDI_Device_Certificate_Info_CertTypes | IVDR_QUALITY_MANAGEMENT_SYSTEM | EU Quality Management System certificate (Annex IX Chapter I) | No
2160 | 540 | (GDSN LCL for certificationStandard) | CertificationStandard | IVDR_TECHNICAL_DOCUMENTATION | EU Technical Documentation certificate (Annex IX Chapter II) (IVDR) | EU Technical Documentation certificate (Annex IX Chapter II) (IVDR) |  | Certificate Type | FLD-UDID-60 | Enum_UDI_Device_Certificate_Info_CertTypes | IVDR_TECHNICAL_DOCUMENTATION | EU Technical Documentation certificate (Annex IX Chapter II) | No
2200 | 550 | (GDSN LCL for certificationStandard) | CertificationStandard | IVDR_TYPE_EXAMINATION | EU Type Examination certificate (Annex X) (IVDR) | EU Type Examination certificate (Annex X) (IVDR) |  | Certificate Type | FLD-UDID-60 | Enum_UDI_Device_Certificate_Info_CertTypes | IVDR_TYPE_EXAMINATION | EU Type Examination certificate (Annex X) | No
2240 | 560 | (GDSN LCL for certificationStandard) | CertificationStandard | MDD_II_4 | EU Quality Assurance Certification (Annex II section 4) (MDD) | EU Quality Assurance Certification (Annex II section 4) (Directive 93/42/EEC) |  | Certificate Type | FLD-UDID-60 | Enum_UDI_Device_Certificate_Info_CertTypes | MDD_II_4 | Directive 93/42/EEC Annex II section 4 | No
2280 | 570 | (GDSN LCL for certificationStandard) | CertificationStandard | MDD_II_EX_4 | EU Quality Assurance Certification (Annex II excluding section 4) (MDD) | EU Quality Assurance Certification (Annex II excluding section 4) (Directive 93/42/EEC) |  | Certificate Type | FLD-UDID-60 | Enum_UDI_Device_Certificate_Info_CertTypes | MDD_II_EX_4 | Directive 93/42/EEC Annex II excluding section 4 | No
2320 | 580 | (GDSN LCL for certificationStandard) | CertificationStandard | MDD_III | EU Type Examintation Certification (Annex III) (MDD) | EU Type Examintation Certification (Annex III) (Directive 93/42/EEC) |  | Certificate Type | FLD-UDID-60 | Enum_UDI_Device_Certificate_Info_CertTypes | MDD_III | Directive 93/42/EEC Annex III | No
2360 | 590 | (GDSN LCL for certificationStandard) | CertificationStandard | MDD_IV | EU Verification Certification (Annex IV) (MDD) | EU Verification Certification (Annex IV) (Directive 93/42/EEC) |  | Certificate Type | FLD-UDID-60 | Enum_UDI_Device_Certificate_Info_CertTypes | MDD_IV | Directive 93/42/EEC Annex IV | No
2400 | 600 | (GDSN LCL for certificationStandard) | CertificationStandard | MDD_V | EU Production Quality Certification (Annex V) (MDD) | EU Production Quality Certification (Annex V) (Directive 93/42/EEC) |  | Certificate Type | FLD-UDID-60 | Enum_UDI_Device_Certificate_Info_CertTypes | MDD_V | Directive 93/42/EEC Annex V | No
2440 | 610 | (GDSN LCL for certificationStandard) | CertificationStandard | MDD_VI | EU Production Quality Certification (Annex VI) (MDD) | EU Production Quality Certification (Annex VI) (Directive 93/42/EEC) |  | Certificate Type | FLD-UDID-60 | Enum_UDI_Device_Certificate_Info_CertTypes | MDD_VI | Directive 93/42/EEC Annex VI | No
2480 | 620 | (GDSN LCL for certificationStandard) | CertificationStandard | MDR_PRODUCT_VERIFICATION | EU Product Verification certificate (Annex XI Part B) (MDR) | EU Product Verification certificate (Annex XI Part B) (MDR) |  | Certificate Type | FLD-UDID-60 | Enum_UDI_Device_Certificate_Info_CertTypes | MDR_PRODUCT_VERIFICATION | EU Product verification certificate (Annex XI Part B) | No
2520 | 630 | (GDSN LCL for certificationStandard) | CertificationStandard | MDR_QUALITY_ASSURANCE | EU Quality Assurance certificate (Annex XI Part A) (MDR) | EU Quality Assurance certificate (Annex XI Part A) (MDR) |  | Certificate Type | FLD-UDID-60 | Enum_UDI_Device_Certificate_Info_CertTypes | MDR_QUALITY_ASSURANCE | EU Quality Assurance certificate (Annex XI Part A) | No
2560 | 640 | (GDSN LCL for certificationStandard) | CertificationStandard | MDR_QUALITY_MANAGEMENT_SYSTEM | EU Quality Management System certificate (Annex IX Chapter I) (MDR) | EU Quality Management System certificate (Annex IX Chapter I) (MDR) |  | Certificate Type | FLD-UDID-60 | Enum_UDI_Device_Certificate_Info_CertTypes | MDR_QUALITY_MANAGEMENT_SYSTEM | EU Quality Management System certificate (Annex IX Chapter I) | No
2600 | 650 | (GDSN LCL for certificationStandard) | CertificationStandard | MDR_TECHNICAL_DOCUMENTATION | EU Technical Documentation certificate (Annex IX Chapter II) (MDR) | EU Technical Documentation certificate (Annex IX Chapter II) (MDR) |  | Certificate Type | FLD-UDID-60 | Enum_UDI_Device_Certificate_Info_CertTypes | MDR_TECHNICAL_DOCUMENTATION | EU Technical Documentation certificate (Annex IX Chapter II) | No
2640 | 660 | (GDSN LCL for certificationStandard) | CertificationStandard | MDR_TYPE_EXAMINATION | EU Type Examination certificate (Annex X) (MDR) | EU Type Examination certificate (Annex X) (MDR) |  | Certificate Type | FLD-UDID-60 | Enum_UDI_Device_Certificate_Info_CertTypes | MDR_TYPE_EXAMINATION | EU Type Examination certificate (Annex X) | No
26240 | 2770 | clinicalSizeCharacteristicsCode | ClinicalSizeCharacteristicsCode | PASSIVE | Passive | Passive |  | /Measure Unit | FLD-UDID-195 | ENUM_UDID_ClinicalSizeMeasureUnit | MU137 | Passive | Yes | Add | New clinicalSizeCharacteristicsCode, [WR-25-000290] | 2026-05
26280 | 2780 | clinicalSizeCharacteristicsCode | ClinicalSizeCharacteristicsCode | ACTIVE | Active | Active |  | /Measure Unit | FLD-UDID-195 | ENUM_UDID_ClinicalSizeMeasureUnit | MU138 | Active | Yes | Add | New clinicalSizeCharacteristicsCode, [WR-25-000290] | 2026-05
26320 | 2790 | clinicalSizeCharacteristicsCode | ClinicalSizeCharacteristicsCode | STRAIGHT | Straight | Straight |  | /Measure Unit | FLD-UDID-195 | ENUM_UDID_ClinicalSizeMeasureUnit | MU139 | Straight | Yes | Add | New clinicalSizeCharacteristicsCode, [WR-25-000290] | 2026-05
26360 | 2800 | clinicalSizeCharacteristicsCode | ClinicalSizeCharacteristicsCode | ANGLED | Angled | Angled |  | /Measure Unit | FLD-UDID-195 | ENUM_UDID_ClinicalSizeMeasureUnit | MU140 | Angled | Yes | Add | New clinicalSizeCharacteristicsCode, [WR-25-000290] | 2026-05
26400 | 2810 | clinicalSizeCharacteristicsCode | ClinicalSizeCharacteristicsCode | J-TIP | J-tip | J-tip |  | /Measure Unit | FLD-UDID-195 | ENUM_UDID_ClinicalSizeMeasureUnit | MU141 | J-tip | Yes | Add | New clinicalSizeCharacteristicsCode, [WR-25-000290] | 2026-05
26440 | 2820 | clinicalSizeCharacteristicsCode | ClinicalSizeCharacteristicsCode | SOFT_STRAIGHT | Soft straight | Soft straight |  | /Measure Unit | FLD-UDID-195 | ENUM_UDID_ClinicalSizeMeasureUnit | MU142 | Soft straight | Yes | Add | New clinicalSizeCharacteristicsCode, [WR-25-000290] | 2026-05
26480 | 2830 | clinicalSizeCharacteristicsCode | ClinicalSizeCharacteristicsCode | STIFF_STRAIGHT | Stiff straight | Stiff straight |  | /Measure Unit | FLD-UDID-195 | ENUM_UDID_ClinicalSizeMeasureUnit | MU143 | Stiff straight | Yes | Add | New clinicalSizeCharacteristicsCode, [WR-25-000290] | 2026-05
26520 | 2840 | clinicalSizeCharacteristicsCode | ClinicalSizeCharacteristicsCode | SOFT_ANGLED | Soft angled | Soft angled |  | /Measure Unit | FLD-UDID-195 | ENUM_UDID_ClinicalSizeMeasureUnit | MU144 | Soft angled | Yes | Add | New clinicalSizeCharacteristicsCode, [WR-25-000290] | 2026-05
26560 | 2850 | clinicalSizeCharacteristicsCode | ClinicalSizeCharacteristicsCode | STIFF_ANGLED | Stiff angled | Stiff angled |  | /Measure Unit | FLD-UDID-195 | ENUM_UDID_ClinicalSizeMeasureUnit | MU145 | Stiff angled | Yes | Add | New clinicalSizeCharacteristicsCode, [WR-25-000290] | 2026-05
26600 | 2860 | clinicalSizeCharacteristicsCode | ClinicalSizeCharacteristicsCode | STIFF_J-TIP | Stiff J-tip | Stiff J-tip |  | /Measure Unit | FLD-UDID-195 | ENUM_UDID_ClinicalSizeMeasureUnit | MU146 | Stiff J-tip | Yes | Add | New clinicalSizeCharacteristicsCode, [WR-25-000290] | 2026-05
26640 | 2870 | clinicalSizeCharacteristicsCode | ClinicalSizeCharacteristicsCode | MINI | Mini | Mini |  | /Measure Unit | FLD-UDID-195 | ENUM_UDID_ClinicalSizeMeasureUnit | MU147 | Mini | Yes | Add | New clinicalSizeCharacteristicsCode, [WR-25-000290] | 2026-05
26680 | 2880 | clinicalSizeCharacteristicsCode | ClinicalSizeCharacteristicsCode | SACRAL | Sacral | Sacral |  | /Measure Unit | FLD-UDID-195 | ENUM_UDID_ClinicalSizeMeasureUnit | MU148 | Sacral | Yes | Add | New clinicalSizeCharacteristicsCode, [WR-25-000290] | 2026-05
26720 | 2890 | clinicalSizeCharacteristicsCode | ClinicalSizeCharacteristicsCode | MULTISHAPE | Multishape | Multishape |  | /Measure Unit | FLD-UDID-195 | ENUM_UDID_ClinicalSizeMeasureUnit | MU149 | Multishape | Yes | Add | New clinicalSizeCharacteristicsCode, [WR-25-000290] | 2026-05
26760 | 2900 | clinicalSizeCharacteristicsCode | ClinicalSizeCharacteristicsCode | HEEL | Heel | Heel |  | /Measure Unit | FLD-UDID-195 | ENUM_UDID_ClinicalSizeMeasureUnit | MU150 | Heel | Yes | Add | New clinicalSizeCharacteristicsCode, [WR-25-000290] | 2026-05
26800 | 2910 | clinicalSizeCharacteristicsCode | ClinicalSizeCharacteristicsCode | CONTOUR | Contour | Contour |  | /Measure Unit | FLD-UDID-195 | ENUM_UDID_ClinicalSizeMeasureUnit | MU151 | Contour | Yes | Add | New clinicalSizeCharacteristicsCode, [WR-25-000290] | 2026-05
26840 | 2920 | clinicalSizeCharacteristicsCode | ClinicalSizeCharacteristicsCode | SQUARE | Square | Square |  | /Measure Unit | FLD-UDID-195 | ENUM_UDID_ClinicalSizeMeasureUnit | MU152 | Square | Yes | Add | New clinicalSizeCharacteristicsCode, [WR-25-000290] | 2026-05
26880 | 2930 | clinicalSizeCharacteristicsCode | ClinicalSizeCharacteristicsCode | RECTANGULAR | Rectangular | Rectangular |  | /Measure Unit | FLD-UDID-195 | ENUM_UDID_ClinicalSizeMeasureUnit | MU153 | Rectangular | Yes | Add | New clinicalSizeCharacteristicsCode, [WR-25-000290] | 2026-05
26920 | 2940 | clinicalSizeCharacteristicsCode | ClinicalSizeCharacteristicsCode | BELT | Belt | Belt |  | /Measure Unit | FLD-UDID-195 | ENUM_UDID_ClinicalSizeMeasureUnit | MU154 | Belt | Yes | Add | New clinicalSizeCharacteristicsCode, [WR-25-000290] | 2026-05
26960 | 2950 | clinicalSizeCharacteristicsCode | ClinicalSizeCharacteristicsCode | CONVEX | Convex | Convex |  | /Measure Unit | FLD-UDID-195 | ENUM_UDID_ClinicalSizeMeasureUnit | MU156 | Convex | Yes | Add | New clinicalSizeCharacteristicsCode, [WR-25-000290] | 2026-05
27000 | 2960 | clinicalSizeCharacteristicsCode | ClinicalSizeCharacteristicsCode | STANDARD | Standard | Standard |  | /Measure Unit | FLD-UDID-195 | ENUM_UDID_ClinicalSizeMeasureUnit | MU176 | Standard | Yes | Add | New clinicalSizeCharacteristicsCode, [WR-25-000290] | 2026-05
27040 | 2970 | clinicalSizeCharacteristicsCode | ClinicalSizeCharacteristicsCode | CONVEX_LIGHT | Convex light | Convex light |  | /Measure Unit | FLD-UDID-195 | ENUM_UDID_ClinicalSizeMeasureUnit | MU157 | Convex light | Yes | Add | New clinicalSizeCharacteristicsCode, [WR-25-000290] | 2026-05
27080 | 2980 | clinicalSizeCharacteristicsCode | ClinicalSizeCharacteristicsCode | CONCAVE | Concave | Concave |  | /Measure Unit | FLD-UDID-195 | ENUM_UDID_ClinicalSizeMeasureUnit | MU158 | Concave | Yes | Add | New clinicalSizeCharacteristicsCode, [WR-25-000290] | 2026-05
27120 | 2990 | clinicalSizeCharacteristicsCode | ClinicalSizeCharacteristicsCode | FLAT | Flat | Flat |  | /Measure Unit | FLD-UDID-195 | ENUM_UDID_ClinicalSizeMeasureUnit | MU159 | Flat | Yes | Add | New clinicalSizeCharacteristicsCode, [WR-25-000290] | 2026-05
27160 | 3000 | clinicalSizeCharacteristicsCode | ClinicalSizeCharacteristicsCode | EXTRA_SMALL | Extra Small (XS) | Extra Small (XS) |  | /Measure Unit | FLD-UDID-195 | ENUM_UDID_ClinicalSizeMeasureUnit | MU160 | Extra small (XS) | Yes | Add | New clinicalSizeCharacteristicsCode, [WR-25-000290] | 2026-05
27200 | 3010 | clinicalSizeCharacteristicsCode | ClinicalSizeCharacteristicsCode | SMALL | Small (S) | Small (S) |  | /Measure Unit | FLD-UDID-195 | ENUM_UDID_ClinicalSizeMeasureUnit | MU161 | Small (S) | Yes | Add | New clinicalSizeCharacteristicsCode, [WR-25-000290] | 2026-05
27240 | 3020 | clinicalSizeCharacteristicsCode | ClinicalSizeCharacteristicsCode | MEDIUM | Medium (M) | Medium (M) |  | /Measure Unit | FLD-UDID-195 | ENUM_UDID_ClinicalSizeMeasureUnit | MU162 | Medium (M) | Yes | Add | New clinicalSizeCharacteristicsCode, [WR-25-000290] | 2026-05
27280 | 3030 | clinicalSizeCharacteristicsCode | ClinicalSizeCharacteristicsCode | LARGE | Large (L) | Large (L) |  | /Measure Unit | FLD-UDID-195 | ENUM_UDID_ClinicalSizeMeasureUnit | MU163 | Large (L) | Yes | Add | New clinicalSizeCharacteristicsCode, [WR-25-000290] | 2026-05
27320 | 3040 | clinicalSizeCharacteristicsCode | ClinicalSizeCharacteristicsCode | EXTRA_LARGE | Extra Large (XL) | Extra Large (XL) |  | /Measure Unit | FLD-UDID-195 | ENUM_UDID_ClinicalSizeMeasureUnit | MU164 | Extra large (XL) | Yes | Add | New clinicalSizeCharacteristicsCode, [WR-25-000290] | 2026-05
27360 | 3050 | clinicalSizeCharacteristicsCode | ClinicalSizeCharacteristicsCode | NEONATE | Neonate | Neonate |  | /Measure Unit | FLD-UDID-195 | ENUM_UDID_ClinicalSizeMeasureUnit | MU165 | Neonate | Yes | Add | New clinicalSizeCharacteristicsCode, [WR-25-000290] | 2026-05
27400 | 3060 | clinicalSizeCharacteristicsCode | ClinicalSizeCharacteristicsCode | INFANT | Infant | Infant |  | /Measure Unit | FLD-UDID-195 | ENUM_UDID_ClinicalSizeMeasureUnit | MU166 | Infant | Yes | Add | New clinicalSizeCharacteristicsCode, [WR-25-000290] | 2026-05
27440 | 3070 | clinicalSizeCharacteristicsCode | ClinicalSizeCharacteristicsCode | CHILD | Child | Child |  | /Measure Unit | FLD-UDID-195 | ENUM_UDID_ClinicalSizeMeasureUnit | MU167 | Child | Yes | Add | New clinicalSizeCharacteristicsCode, [WR-25-000290] | 2026-05
27480 | 3080 | clinicalSizeCharacteristicsCode | ClinicalSizeCharacteristicsCode | ADULT | Adult | Adult |  | /Measure Unit | FLD-UDID-195 | ENUM_UDID_ClinicalSizeMeasureUnit | MU168 | Adult | Yes | Add | New clinicalSizeCharacteristicsCode, [WR-25-000290] | 2026-05
27600 | 3090 | clinicalSizeCharacteristicsCode | ClinicalSizeCharacteristicsCode | LEFT | Left | Left |  | /Measure Unit | FLD-UDID-195 | ENUM_UDID_ClinicalSizeMeasureUnit | MU172 | left | Yes | Add | New clinicalSizeCharacteristicsCode, [WR-25-000290] | 2026-05
27640 | 3100 | clinicalSizeCharacteristicsCode | ClinicalSizeCharacteristicsCode | RIGHT | Right | Right |  | /Measure Unit | FLD-UDID-195 | ENUM_UDID_ClinicalSizeMeasureUnit | MU173 | right | Yes | Add | New clinicalSizeCharacteristicsCode, [WR-25-000290] | 2026-05
27680 | 3110 | clinicalSizeCharacteristicsCode | ClinicalSizeCharacteristicsCode | CURVED | Curved | Curved |  | /Measure Unit | FLD-UDID-195 | ENUM_UDID_ClinicalSizeMeasureUnit | MU175 | Curved | Yes | Add | New clinicalSizeCharacteristicsCode, [WR-25-000290] | 2026-05
9720 | 670 | clinicalSizeMeasurementPrecisionCode | ClinicalSizeMeasurementPrecisionCode | RANGE | Range | Range |  | /Precizion | FLD-UDID-191 | ENUM_UDID_ClinicalSizePrecision | RANGE | Range | Yes
9760 | 680 | clinicalSizeMeasurementPrecisionCode | ClinicalSizeMeasurementPrecisionCode | TEXT | Text | Text |  | /Precizion | FLD-UDID-191 | ENUM_UDID_ClinicalSizePrecision | TEXT | Text | Yes
9800 | 690 | clinicalSizeMeasurementPrecisionCode | ClinicalSizeMeasurementPrecisionCode | VALUE | Value | Value |  | /Precizion | FLD-UDID-191 | ENUM_UDID_ClinicalSizePrecision | VALUE | Value | Yes
7000 | 700 | clinicalSizeTypeCode | ClinicalSizeTypeCode | ACIDITY_PH | Acidity (pH) | Acidity (pH) |  | /Clinical Size Type | FLD-UDID-190 | ENUM_UDID_ClinicalSizeType | CST1 | Acidity | Yes
8400 | 701 | clinicalSizeTypeCode | clinicalSizeTypeCode | ADDITION_POWER | Addition power (Optical) | Addition power (Optical) |  | /Clinical Size Type | FLD-UDID-190 | ENUM_UDID_ClinicalSizeType | CST40 | Addition power (Optical) | Yes | Add | New clinicalSizeTypeCode, [WR-25-000290] | 2026-05
7880 | 702 | clinicalSizeTypeCode | ClinicalSizeTypeCode | ANGLE | Angle | The space (usually measured in degrees) between two intersecting lines or surfaces at or close to the point where they meet. |  | /Clinical Size Type | FLD-UDID-190 | ENUM_UDID_ClinicalSizeType | CST3 | Angle | Yes
7920 | 703 | clinicalSizeTypeCode | ClinicalSizeTypeCode | AREA_SURFACE_AREA | Area/Surface Area | The total area of the surface of a three-dimensional object. |  | /Clinical Size Type | FLD-UDID-190 | ENUM_UDID_ClinicalSizeType | CST30 | Surface area | Yes
9160 | 709 | clinicalSizeTypeCode | clinicalSizeTypeCode | BACK_CYLINDER_AXIS | Back cylinder axis | Back cylinder axis |  | /Clinical Size Type | FLD-UDID-190 | ENUM_UDID_ClinicalSizeType | CST58 | Back cylinder axis | Yes | Add | New clinicalSizeTypeCode, [WR-25-000290] | 2026-05
9120 | 710 | clinicalSizeTypeCode | clinicalSizeTypeCode | BACK_CYLINDER_POWER | Back cylinder power | Back cylinder power |  | /Clinical Size Type | FLD-UDID-190 | ENUM_UDID_ClinicalSizeType | CST57 | Back cylinder power | Yes | Add | New clinicalSizeTypeCode, [WR-25-000290] | 2026-05
7360 | 713 | clinicalSizeTypeCode | ClinicalSizeTypeCode | BALLOON_LENGTH | Balloon Length | The length of the balloon portion of a balloon catheter. A balloon catheter is a small balloon which may be introduced into a canal, duct, or blood vessel and then inflated in order to clear an obstruction or dilate a narrowed region. |  | /Clinical Size Type | FLD-UDID-190 | ENUM_UDID_ClinicalSizeType | CST18 | Balloon length (nominal) | Yes
8480 | 717 | clinicalSizeTypeCode | clinicalSizeTypeCode | BASE_CURVE | Base curve (B.C. or R0) | Base curve (B.C. or R0) |  | /Clinical Size Type | FLD-UDID-190 | ENUM_UDID_ClinicalSizeType | CST42 | Base curve (B.C. or R0) | Yes | Add | New clinicalSizeTypeCode, [WR-25-000290] | 2026-05
8360 | 718 | clinicalSizeTypeCode | ClinicalSizeTypeCode | BEVEL | Bevel | Bevel |  | /Clinical Size Type | FLD-UDID-190 | ENUM_UDID_ClinicalSizeType | CST4 | Bevel | Yes
7320 | 719 | clinicalSizeTypeCode | clinicalSizeTypeCode | BODY_SIDE | Body side | Body side |  | /Clinical Size Type | FLD-UDID-190 | ENUM_UDID_ClinicalSizeType | CST17 | Body side | Yes | Add | New clinicalSizeTypeCode, [WR-25-000290] | 2026-05
9080 | 720 | clinicalSizeTypeCode | clinicalSizeTypeCode | BODY_WEIGHT_KG | Body weight [kg] | Body weight [kg] |  | /Clinical Size Type | FLD-UDID-190 | ENUM_UDID_ClinicalSizeType | CST56 | Body weight [kg] | Yes | Add | New clinicalSizeTypeCode, [WR-25-000290] | 2026-05
9240 | 721 | clinicalSizeTypeCode | ClinicalSizeTypeCode | CANNULA_WALL | Cannula wall | Cannula wall |  | /Clinical Size Type | FLD-UDID-190 | ENUM_UDID_ClinicalSizeType | CST6 | Cannula wall | Yes
9560 | 722 | clinicalSizeTypeCode | clinicalSizeTypeCode | CAPACITY | Capacity | Capacity |  | /Clinical Size Type | FLD-UDID-190 | ENUM_UDID_ClinicalSizeType | CST7 | Capacity | Yes | Add | New clinicalSizeTypeCode, [WR-25-000290] | 2026-05
5320 | 723 | clinicalSizeTypeCode | ClinicalSizeTypeCode | CATHETER_GAUGE | Catheter Gauge (Formerly French Catheter Gauge) | The size of a catheter. | Either code 'CATHETER_GAUGE' or code 'NEEDLE_GAUGE' will be mapped to CST14 (Gauge) | /Clinical Size Type | FLD-UDID-190 | ENUM_UDID_ClinicalSizeType | CST14 | Gauge | Yes
8720 | 727 | clinicalSizeTypeCode | clinicalSizeTypeCode | CEL | Cel | Cel |  | /Clinical Size Type | FLD-UDID-190 | ENUM_UDID_ClinicalSizeType | CST48 | Cel | Yes | Add | New clinicalSizeTypeCode, [WR-25-000290] | 2026-05
8920 | 728 | clinicalSizeTypeCode | clinicalSizeTypeCode | CENTRE_THICKNESS | Centre thickness | Centre thickness |  | /Clinical Size Type | FLD-UDID-190 | ENUM_UDID_ClinicalSizeType | CST52 | Centre thickness | Yes | Add | New clinicalSizeTypeCode, [WR-25-000290] | 2026-05
9440 | 729 | clinicalSizeTypeCode | ClinicalSizeTypeCode | CIRCUMFERENCE | Circumference | The distance around the edge of a circle (or any curvy shape). |  | /Clinical Size Type | FLD-UDID-190 | ENUM_UDID_ClinicalSizeType | CST65 | Circumference | Yes
9600 | 730 | clinicalSizeTypeCode | ClinicalSizeTypeCode | COATING | Coating | Coating |  | /Clinical Size Type | FLD-UDID-190 | ENUM_UDID_ClinicalSizeType | CST8 | Coating | Yes
8600 | 731 | clinicalSizeTypeCode | clinicalSizeTypeCode | COLOUR | Colour | Colour |  | /Clinical Size Type | FLD-UDID-190 | ENUM_UDID_ClinicalSizeType | CST45 | Colour | Yes | Add | New clinicalSizeTypeCode, [WR-25-000290] | 2026-05
8800 | 732 | clinicalSizeTypeCode | ClinicalSizeTypeCode | CONCENTRATION | Concentration | Concentration |  | /Clinical Size Type | FLD-UDID-190 | ENUM_UDID_ClinicalSizeType | CST5 | Concentration | Yes
8440 | 734 | clinicalSizeTypeCode | clinicalSizeTypeCode | CYLINDER_AXIS | Cylinder axis | Cylinder axis |  | /Clinical Size Type | FLD-UDID-190 | ENUM_UDID_ClinicalSizeType | CST41 | Cylinder axis | Yes | Add | New clinicalSizeTypeCode, [WR-25-000290] | 2026-05
8320 | 735 | clinicalSizeTypeCode | clinicalSizeTypeCode | CYLINDER_POWER | Cylinder power | Cylinder power |  | /Clinical Size Type | FLD-UDID-190 | ENUM_UDID_ClinicalSizeType | CST39 | Cylinder power | Yes | Add | New clinicalSizeTypeCode, [WR-25-000290] | 2026-05
9480 | 736 | clinicalSizeTypeCode | ClinicalSizeTypeCode | DEPTH | Depth | The depth of the trade item, as measured according to the GDSN Package Measurement Rules. |  | /Clinical Size Type | FLD-UDID-190 | ENUM_UDID_ClinicalSizeType | CST66 | Depth | Yes
9680 | 737 | clinicalSizeTypeCode | ClinicalSizeTypeCode | DEVICE_SIZE_TEXT_SPECIFY | Device Size Text, specify | Size is not expressed as a measurement. | clinicalSizeDescription (6075) must be used, SET languageCode (6076) | /Clinical Size Type | FLD-UDID-190 | ENUM_UDID_ClinicalSizeType | CST999 | OTHER | Yes
9640 | 738 | clinicalSizeTypeCode | ClinicalSizeTypeCode | DIAMETER | Diameter | Diameter |  | /Clinical Size Type | FLD-UDID-190 | ENUM_UDID_ClinicalSizeType | CST9 | Diameter | Yes
7040 | 739 | clinicalSizeTypeCode | ClinicalSizeTypeCode | DIAMETER_INNER | Inner diameter | Diameter of a lumen in a device like a cannula or catheter. |  | /Clinical Size Type | FLD-UDID-190 | ENUM_UDID_ClinicalSizeType | CST10 | Diameter (inner) | Yes
9400 | 740 | clinicalSizeTypeCode | clinicalSizeTypeCode | DIRECTION_OF_VIEW | Direction of view | Direction of view |  | /Clinical Size Type | FLD-UDID-190 | ENUM_UDID_ClinicalSizeType | CST63 | Direction of view | Yes | Add | New clinicalSizeTypeCode, [WR-25-000290] | 2026-05
8640 | 741 | clinicalSizeTypeCode | clinicalSizeTypeCode | EDGE_LIFT | Edge lift | Edge lift |  | /Clinical Size Type | FLD-UDID-190 | ENUM_UDID_ClinicalSizeType | CST46 | Edge lift | Yes | Add | New clinicalSizeTypeCode, [WR-25-000290] | 2026-05
9040 | 742 | clinicalSizeTypeCode | clinicalSizeTypeCode | EDGE_RADIUS | Edge radius | Edge radius |  | /Clinical Size Type | FLD-UDID-190 | ENUM_UDID_ClinicalSizeType | CST55 | Edge radius | Yes | Add | New clinicalSizeTypeCode, [WR-25-000290] | 2026-05
7600 | 743 | clinicalSizeTypeCode | ClinicalSizeTypeCode | ELECTRODES_NUMBER | Number of electrodes | The number of electrodes. |  | /Clinical Size Type | FLD-UDID-190 | ENUM_UDID_ClinicalSizeType | CST23 | Number of electrodes | Yes
9520 | 744 | clinicalSizeTypeCode | ClinicalSizeTypeCode | ENZYME_CATALYTIC_ACTIVITY | Enzyme catalytic activity | The speed of a chemical reaction facilitated by an enzyme, generally expressed as amount of substrate converted per time. |  | /Clinical Size Type | FLD-UDID-190 | ENUM_UDID_ClinicalSizeType | CST67 | Enzyme catalytic activity | Yes
7440 | 745 | clinicalSizeTypeCode | ClinicalSizeTypeCode | FINGERS_AMOUNT | Amount of fingers | The amount of fingers. |  | /Clinical Size Type | FLD-UDID-190 | ENUM_UDID_ClinicalSizeType | CST2 | Amount of fingers | Yes
7160 | 746 | clinicalSizeTypeCode | ClinicalSizeTypeCode | FLOW_RATE | Flow rate | Flow rate |  | /Clinical Size Type | FLD-UDID-190 | ENUM_UDID_ClinicalSizeType | CST13 | Flow rate | Yes
8240 | 747 | clinicalSizeTypeCode | ClinicalSizeTypeCode | FREQUENCY | Frequency | Frequency |  | /Clinical Size Type | FLD-UDID-190 | ENUM_UDID_ClinicalSizeType | CST37 | Frequency | Yes
7800 | 751 | clinicalSizeTypeCode | ClinicalSizeTypeCode | GUIDEWIRE_STIFFNESS | Guidewire stiffness | The stiffness of a guidewire. |  | /Clinical Size Type | FLD-UDID-190 | ENUM_UDID_ClinicalSizeType | CST28 | Stiffness | Yes
7240 | 752 | clinicalSizeTypeCode | ClinicalSizeTypeCode | GUIDEWIRE_TYPE | Guidewire type | The type of a guidewire. |  | /Clinical Size Type | FLD-UDID-190 | ENUM_UDID_ClinicalSizeType | CST15 | Guide wire type | Yes
8880 | 753 | clinicalSizeTypeCode | ClinicalSizeTypeCode | HEIGHT | Height | The height of the trade item, as measured according to the GDSN Package Measurement Rules. |  | /Clinical Size Type | FLD-UDID-190 | ENUM_UDID_ClinicalSizeType | CST51 | Height | Yes
9360 | 754 | clinicalSizeTypeCode | clinicalSizeTypeCode | HEIGHT_STEEP | Height steep | Height steep |  | /Clinical Size Type | FLD-UDID-190 | ENUM_UDID_ClinicalSizeType | CST62 | Height steep | Yes | Add | New clinicalSizeTypeCode, [WR-25-000290] | 2026-05
7280 | 755 | clinicalSizeTypeCode | ClinicalSizeTypeCode | INFLATION_VOLUME | Inflation volume | Inflation volume |  | /Clinical Size Type | FLD-UDID-190 | ENUM_UDID_ClinicalSizeType | CST16 | Inflation volume | Yes
7400 | 757 | clinicalSizeTypeCode | ClinicalSizeTypeCode | LENGTH | Length | The length of the trade item for example a needle. |  | /Clinical Size Type | FLD-UDID-190 | ENUM_UDID_ClinicalSizeType | CST19 | Length | Yes
7480 | 759 | clinicalSizeTypeCode | ClinicalSizeTypeCode | LUMINOUS_FLUX | Luminous flux | Luminous flux |  | /Clinical Size Type | FLD-UDID-190 | ENUM_UDID_ClinicalSizeType | CST20 | Luminous flux | Yes
7520 | 761 | clinicalSizeTypeCode | ClinicalSizeTypeCode | MICROPARTICLE_SIZE | Microparticle size | The size of a microparticle. |  | /Clinical Size Type | FLD-UDID-190 | ENUM_UDID_ClinicalSizeType | CST21 | Particle size | Yes
6320 | 762 | clinicalSizeTypeCode | ClinicalSizeTypeCode | NEEDLE_GAUGE | Needle Gauge | The thickness of a needle | Either code 'CATHETER_GAUGE' or code 'NEEDLE_GAUGE' will be mapped to CST14 (Gauge) | /Clinical Size Type | FLD-UDID-190 | ENUM_UDID_ClinicalSizeType | CST14 | Gauge | Yes
7560 | 763 | clinicalSizeTypeCode | ClinicalSizeTypeCode | NOMINAL_CAPACITY | Nominal capacity | Nominal capacity |  | /Clinical Size Type | FLD-UDID-190 | ENUM_UDID_ClinicalSizeType | CST22 | Nominal capacity | Yes
8280 | 764 | clinicalSizeTypeCode | clinicalSizeTypeCode | OPTICAL_POWER | Optical power | Optical power |  | /Clinical Size Type | FLD-UDID-190 | ENUM_UDID_ClinicalSizeType | CST38 | Optical power | Yes | Add | New clinicalSizeTypeCode, [WR-25-000290] | 2026-05
8520 | 765 | clinicalSizeTypeCode | clinicalSizeTypeCode | OPTICAL_ZONE_DIAMETER | Optical zone diameter | Optical zone diameter |  | /Clinical Size Type | FLD-UDID-190 | ENUM_UDID_ClinicalSizeType | CST43 | Optical zone diameter | Yes | Add | New clinicalSizeTypeCode, [WR-25-000290] | 2026-05
9200 | 766 | clinicalSizeTypeCode | clinicalSizeTypeCode | OPTICAL_ZONE_DIAMETER_BACK | Optical zone diameter back | Optical zone diameter back |  | /Clinical Size Type | FLD-UDID-190 | ENUM_UDID_ClinicalSizeType | CST59 | Optical zone diameter back | Yes | Add | New clinicalSizeTypeCode, [WR-25-000290] | 2026-05
7080 | 767 | clinicalSizeTypeCode | ClinicalSizeTypeCode | OUTER_DIAMETER | Outer Diameter | The distance across the extreme outside dimension of an object such as tube, pipe. |  | /Clinical Size Type | FLD-UDID-190 | ENUM_UDID_ClinicalSizeType | CST11 | Diameter (outer) | Yes
7120 | 768 | clinicalSizeTypeCode | ClinicalSizeTypeCode | POLE_DISTANCE | Pole distance | Pole distance |  | /Clinical Size Type | FLD-UDID-190 | ENUM_UDID_ClinicalSizeType | CST12 | Pole distance | Yes
7640 | 769 | clinicalSizeTypeCode | ClinicalSizeTypeCode | PORE_SIZE | Pore size | The statistical distribution of the radius of the largest sphere that can be fitted inside a pore at a given point. |  | /Clinical Size Type | FLD-UDID-190 | ENUM_UDID_ClinicalSizeType | CST24 | Pore size | Yes
8560 | 770 | clinicalSizeTypeCode | clinicalSizeTypeCode | POWER_PROFILE | Power profile (optical) | Power profile (optical) |  | /Clinical Size Type | FLD-UDID-190 | ENUM_UDID_ClinicalSizeType | CST44 | Power profile (optical) | Yes | Add | New clinicalSizeTypeCode, [WR-25-000290] | 2026-05
7680 | 771 | clinicalSizeTypeCode | ClinicalSizeTypeCode | PRESSURE | Pressure | The force or thrust exerted over a surface divided by the area of the surface |  | /Clinical Size Type | FLD-UDID-190 | ENUM_UDID_ClinicalSizeType | CST25 | Pressure | Yes
8680 | 772 | clinicalSizeTypeCode | clinicalSizeTypeCode | PRISM | Prism | Prism |  | /Clinical Size Type | FLD-UDID-190 | ENUM_UDID_ClinicalSizeType | CST47 | Prism | Yes | Add | New clinicalSizeTypeCode, [WR-25-000290] | 2026-05
9280 | 773 | clinicalSizeTypeCode | clinicalSizeTypeCode | PRISM_AXIS | Prism axis | Prism axis |  | /Clinical Size Type | FLD-UDID-190 | ENUM_UDID_ClinicalSizeType | CST60 | Prism axis | Yes | Add | New clinicalSizeTypeCode, [WR-25-000290] | 2026-05
8760 | 774 | clinicalSizeTypeCode | clinicalSizeTypeCode | RADIUS | Radius | Radius |  | /Clinical Size Type | FLD-UDID-190 | ENUM_UDID_ClinicalSizeType | CST49 | Radius | Yes | Add | New clinicalSizeTypeCode, [WR-25-000290] | 2026-05
7720 | 776 | clinicalSizeTypeCode | ClinicalSizeTypeCode | SHAPE_FORM | Shape / Form | Shape / Form |  | /Clinical Size Type | FLD-UDID-190 | ENUM_UDID_ClinicalSizeType | CST26 | Shape/form | Yes
7760 | 777 | clinicalSizeTypeCode | ClinicalSizeTypeCode | SIZE | Size | Size |  | /Clinical Size Type | FLD-UDID-190 | ENUM_UDID_ClinicalSizeType | CST27 | Size | Yes | Update | Updated codelist mapping | 2025-10
7840 | 780 | clinicalSizeTypeCode | clinicalSizeTypeCode | STRENGTH | Strength | Strength |  | /Clinical Size Type | FLD-UDID-190 | ENUM_UDID_ClinicalSizeType | CST29 | Strength | Yes | Add | New clinicalSizeTypeCode, [WR-25-000290] | 2026-05
8840 | 781 | clinicalSizeTypeCode | clinicalSizeTypeCode | TANGENT | Tangent | Tangent |  | /Clinical Size Type | FLD-UDID-190 | ENUM_UDID_ClinicalSizeType | CST50 | Tangent | Yes | Add | New clinicalSizeTypeCode, [WR-25-000290] | 2026-05
9320 | 782 | clinicalSizeTypeCode | clinicalSizeTypeCode | TANGENT_STEEP | Tangent steep | Tangent steep |  | /Clinical Size Type | FLD-UDID-190 | ENUM_UDID_ClinicalSizeType | CST61 | Tangent steep | Yes | Add | New clinicalSizeTypeCode, [WR-25-000290] | 2026-05
7960 | 787 | clinicalSizeTypeCode | ClinicalSizeTypeCode | TIP_FIXATION_ANCHORING_ACTIVE | Tip fixation/Anchoring - active | Tip fixation / anchoring - active |  | /Clinical Size Type | FLD-UDID-190 | ENUM_UDID_ClinicalSizeType | CST31 | Tip fixation/anchoring | Yes
8000 | 788 | clinicalSizeTypeCode | ClinicalSizeTypeCode | TIP_FIXATION_ANCHORING_ACTIVE_OR_PASSIVE_FIX | Tip fixation/Anchoring - active or passive fix | Tip fixation / anchoring - active or passive fix |  | /Clinical Size Type | FLD-UDID-190 | ENUM_UDID_ClinicalSizeType | CST31 | Tip fixation/anchoring | Yes
8040 | 789 | clinicalSizeTypeCode | ClinicalSizeTypeCode | TOTAL_VOLUME | Total Volume | The capacity measurement that the trade item was designed to hold. |  | /Clinical Size Type | FLD-UDID-190 | ENUM_UDID_ClinicalSizeType | CST32 | Volume | Yes
8960 | 790 | clinicalSizeTypeCode | clinicalSizeTypeCode | TRUNCATION | Truncation | Truncation |  | /Clinical Size Type | FLD-UDID-190 | ENUM_UDID_ClinicalSizeType | CST53 | Truncation | Yes | Add | New clinicalSizeTypeCode, [WR-25-000290] | 2026-05
9000 | 791 | clinicalSizeTypeCode | clinicalSizeTypeCode | TRUNCATION_AXIS | Truncation axis | Truncation axis |  | /Clinical Size Type | FLD-UDID-190 | ENUM_UDID_ClinicalSizeType | CST54 | Truncation axis | Yes | Add | New clinicalSizeTypeCode, [WR-25-000290] | 2026-05
8160 | 792 | clinicalSizeTypeCode | clinicalSizeTypeCode | TYPE_OF_PATIENT | Type of patient | Type of patient |  | /Clinical Size Type | FLD-UDID-190 | ENUM_UDID_ClinicalSizeType | CST35 | Type of patient | Yes | Add | New clinicalSizeTypeCode, [WR-25-000290] | 2026-05
8200 | 793 | clinicalSizeTypeCode | ClinicalSizeTypeCode | WAVELENGTH | Wavelength | Wavelength |  | /Clinical Size Type | FLD-UDID-190 | ENUM_UDID_ClinicalSizeType | CST36 | Wavelength | Yes
8120 | 794 | clinicalSizeTypeCode | ClinicalSizeTypeCode | WEIGHT | Weight | The weight of the clinical item. |  | /Clinical Size Type | FLD-UDID-190 | ENUM_UDID_ClinicalSizeType | CST34 | Weight | Yes
8080 | 795 | clinicalSizeTypeCode | ClinicalSizeTypeCode | WIDTH | Width | The width of the trade item, as measured according to the GDSN Package Measurement Rules. |  | /Clinical Size Type | FLD-UDID-190 | ENUM_UDID_ClinicalSizeType | CST33 | Width | Yes
27880 | 3130 | clinicalStorageHandlingTypeCode | ClinicalStorageHandlingTypeCode | SHC01 | Fragile, handle with care | Fragile, handle with care |  | Storage/handling conditions type | FLD-UDID-211 | ENUM_UDID_StorageHandlingCondition | SHC001 | Fragile, handle with care | Yes
27920 | 3140 | clinicalStorageHandlingTypeCode | ClinicalStorageHandlingTypeCode | SHC02 | Keep away from sunlight | Keep away from sunlight |  | Storage/handling conditions type | FLD-UDID-211 | ENUM_UDID_StorageHandlingCondition | SHC002 | Keep away from sunlight | Yes
27960 | 3150 | clinicalStorageHandlingTypeCode | ClinicalStorageHandlingTypeCode | SHC03 | Protect from heat and radioactive sources | Protect from heat and radioactive sources |  | Storage/handling conditions type | FLD-UDID-211 | ENUM_UDID_StorageHandlingCondition | SHC003 | Protect from heat and radioactive sources | Yes
28000 | 3160 | clinicalStorageHandlingTypeCode | ClinicalStorageHandlingTypeCode | SHC04 | Protect from radioactive sources | Protect from radioactive sources |  | Storage/handling conditions type | FLD-UDID-211 | ENUM_UDID_StorageHandlingCondition | SHC004 | Protect from radioactive sources | Yes
28040 | 3170 | clinicalStorageHandlingTypeCode | ClinicalStorageHandlingTypeCode | SHC05 | Keep dry | Keep dry |  | Storage/handling conditions type | FLD-UDID-211 | ENUM_UDID_StorageHandlingCondition | SHC005 | Keep dry | Yes
28080 | 3180 | clinicalStorageHandlingTypeCode | ClinicalStorageHandlingTypeCode | SHC06 | Lower limit of temperature | Lower limit of temperature | clinicalStorageHandlingDescription (6375) must be used, SET languageCode (6376) only for SHC099, else only "en" will be mapped to "any" per default (see BR-DTX-UDI-077, BR-DTX-UDID-094) | Storage/handling conditions type | FLD-UDID-211 | ENUM_UDID_StorageHandlingCondition | SHC006 | Lower limit of temperature * | Yes | Update | Updated EUDAMED Code Definition | 2025-10
28120 | 3190 | clinicalStorageHandlingTypeCode | ClinicalStorageHandlingTypeCode | SHC07 | Upper limit of temperature | Upper limit of temperature | clinicalStorageHandlingDescription (6375) must be used, SET languageCode (6376) only for SHC099, else only "en" will be mapped to "any" per default (see BR-DTX-UDI-077, BR-DTX-UDID-094) | Storage/handling conditions type | FLD-UDID-211 | ENUM_UDID_StorageHandlingCondition | SHC007 | Upper limit of temperature * | Yes | Update | Updated EUDAMED Code Definition | 2025-10
28160 | 3200 | clinicalStorageHandlingTypeCode | ClinicalStorageHandlingTypeCode | SHC08 | Temperature limit | Temperature limit | clinicalStorageHandlingDescription (6375) must be used, SET languageCode (6376) only for SHC099, else only "en" will be mapped to "any" per default (see BR-DTX-UDI-077, BR-DTX-UDID-094) | Storage/handling conditions type | FLD-UDID-211 | ENUM_UDID_StorageHandlingCondition | SHC008 | Temperature limit * | Yes | Update | Updated EUDAMED Code Definition | 2025-10
28200 | 3210 | clinicalStorageHandlingTypeCode | ClinicalStorageHandlingTypeCode | SHC09 | Humidity limitation | Humidity limitation | clinicalStorageHandlingDescription (6375) must be used, SET languageCode (6376) only for SHC099, else only "en" will be mapped to "any" per default (see BR-DTX-UDI-077, BR-DTX-UDID-094) | Storage/handling conditions type | FLD-UDID-211 | ENUM_UDID_StorageHandlingCondition | SHC009 | Humidity limitation * | Yes | Update | Updated EUDAMED Code Definition | 2025-10
28240 | 3220 | clinicalStorageHandlingTypeCode | ClinicalStorageHandlingTypeCode | SHC10 | Atmospheric pressure limitation | Atmospheric pressure limitation | clinicalStorageHandlingDescription (6375) must be used, SET languageCode (6376) only for SHC099, else only "en" will be mapped to "any" per default (see BR-DTX-UDI-077, BR-DTX-UDID-094) | Storage/handling conditions type | FLD-UDID-211 | ENUM_UDID_StorageHandlingCondition | SHC010 | Atmospheric pressure limitation * | Yes | Update | Updated EUDAMED Code Definition | 2025-10
28280 | 3230 | clinicalStorageHandlingTypeCode | ClinicalStorageHandlingTypeCode | SHC12 | Dangerous voltage | Dangerous voltage |  | Storage/handling conditions type | FLD-UDID-211 | ENUM_UDID_StorageHandlingCondition | SHC012 | Dangerous voltage | Yes
28320 | 3240 | clinicalStorageHandlingTypeCode | ClinicalStorageHandlingTypeCode | SHC13 | P401 – Store … | P401 – Store … | clinicalStorageHandlingDescription (6375) must be used, SET languageCode (6376) only for SHC099, else only "en" will be mapped to "any" per default (see BR-DTX-UDI-077, BR-DTX-UDID-094) | Storage/handling conditions type | FLD-UDID-211 | ENUM_UDID_StorageHandlingCondition | SHC013 | P401 – Store at… * | Yes | Update | Updated EUDAMED Code Definition | 2025-10
28360 | 3250 | clinicalStorageHandlingTypeCode | ClinicalStorageHandlingTypeCode | SHC14 | P402 – Store in a dry place. | P402 – Store in a dry place. |  | Storage/handling conditions type | FLD-UDID-211 | ENUM_UDID_StorageHandlingCondition | SHC014 | P402 – Store in a dry place. | Yes
28400 | 3260 | clinicalStorageHandlingTypeCode | ClinicalStorageHandlingTypeCode | SHC15 | P403 – Store in a well-ventilated place. | P403 – Store in a well-ventilated place. |  | Storage/handling conditions type | FLD-UDID-211 | ENUM_UDID_StorageHandlingCondition | SHC015 | P403 – Store in a well-ventilated place. | Yes
28440 | 3270 | clinicalStorageHandlingTypeCode | ClinicalStorageHandlingTypeCode | SHC16 | P404 – Store in a closed container. | P404 – Store in a closed container. |  | Storage/handling conditions type | FLD-UDID-211 | ENUM_UDID_StorageHandlingCondition | SHC016 | P404 – Store in a closed container. | Yes
28480 | 3280 | clinicalStorageHandlingTypeCode | ClinicalStorageHandlingTypeCode | SHC17 | P405 – Store locked up. | P405 – Store locked up. |  | Storage/handling conditions type | FLD-UDID-211 | ENUM_UDID_StorageHandlingCondition | SHC017 | P405 – Store locked up. | Yes
28520 | 3290 | clinicalStorageHandlingTypeCode | ClinicalStorageHandlingTypeCode | SHC18 | P406 – Store in corrosive resistant/… container with a resistant inner liner. | P406 – Store in corrosive resistant/… container with a resistant inner liner. |  | Storage/handling conditions type | FLD-UDID-211 | ENUM_UDID_StorageHandlingCondition | SHC018 | P406 – Store in corrosive resistant/… container with a resistant inner liner. | Yes
28560 | 3300 | clinicalStorageHandlingTypeCode | ClinicalStorageHandlingTypeCode | SHC19 | P407 – Maintain air gap between stacks/pallets. | P407 – Maintain air gap between stacks/pallets. |  | Storage/handling conditions type | FLD-UDID-211 | ENUM_UDID_StorageHandlingCondition | SHC019 | P407 – Maintain air gap between stacks/pallets. | Yes
27840 | 3310 | clinicalStorageHandlingTypeCode | ClinicalStorageHandlingTypeCode | SHC20 | P410 – Protect from sunlight. | P410 – Protect from sunlight. |  | Storage/handling conditions type | FLD-UDID-211 | (NA) | (NA) | (NA) | No | Delete | Code was removed from EUDAMED, not sure why | 2026-05
28600 | 3320 | clinicalStorageHandlingTypeCode | ClinicalStorageHandlingTypeCode | SHC21 | P411 – Store at temperatures not exceeding … °C/…°F. | P411 – Store at temperatures not exceeding … °C/…°F. | clinicalStorageHandlingDescription (6375) must be used, SET languageCode (6376) only for SHC099, else only "en" will be mapped to "any" per default (see BR-DTX-UDI-077, BR-DTX-UDID-094) | Storage/handling conditions type | FLD-UDID-211 | ENUM_UDID_StorageHandlingCondition | SHC021 | P411 – Store at temperatures not exceeding … oC/…oF. * | Yes | Update | Updated EUDAMED Code Definition | 2025-10
28640 | 3330 | clinicalStorageHandlingTypeCode | ClinicalStorageHandlingTypeCode | SHC22 | P412 – Do not expose to temperatures exceeding 50°C/122°F. | P412 – Do not expose to temperatures exceeding 50°C/122°F. | clinicalStorageHandlingDescription (6375) must be used, SET languageCode (6376) only for SHC099, else only "en" will be mapped to "any" per default (see BR-DTX-UDI-077, BR-DTX-UDID-094) | Storage/handling conditions type | FLD-UDID-211 | ENUM_UDID_StorageHandlingCondition | SHC022 | P412 – Do not expose to temperatures exceeding 50 oC /122oF. * | Yes | Update | Updated EUDAMED Code Definition | 2025-10
28680 | 3340 | clinicalStorageHandlingTypeCode | ClinicalStorageHandlingTypeCode | SHC23 | P413 – Store bulk masses greater than … kg/… lbs at temperatures not exceeding … °C/…°F. | P413 – Store bulk masses greater than … kg/… lbs at temperatures not exceeding … °C/…°F. | clinicalStorageHandlingDescription (6375) must be used, SET languageCode (6376) only for SHC099, else only "en" will be mapped to "any" per default (see BR-DTX-UDI-077, BR-DTX-UDID-094) | Storage/handling conditions type | FLD-UDID-211 | ENUM_UDID_StorageHandlingCondition | SHC023 | P413 – Store bulk masses greater than … kg/… lbs at temperatures not exceeding … oC/…oF. * | Yes | Update | Updated EUDAMED Code Definition | 2025-10
28720 | 3350 | clinicalStorageHandlingTypeCode | ClinicalStorageHandlingTypeCode | SHC24 | P420 – Store away from other materials. | P420 – Store away from other materials. |  | Storage/handling conditions type | FLD-UDID-211 | ENUM_UDID_StorageHandlingCondition | SHC024 | P420 – Store away from other materials. | Yes
28760 | 3360 | clinicalStorageHandlingTypeCode | ClinicalStorageHandlingTypeCode | SHC25 | P422 – Store contents under … | P422 – Store contents under … | clinicalStorageHandlingDescription (6375) must be used, SET languageCode (6376) only for SHC099, else only "en" will be mapped to "any" per default (see BR-DTX-UDI-077, BR-DTX-UDID-094) | Storage/handling conditions type | FLD-UDID-211 | ENUM_UDID_StorageHandlingCondition | SHC025 | P422 – Store contents below … * | Yes | Update | Updated EUDAMED Code Definition | 2025-10
28800 | 3370 | clinicalStorageHandlingTypeCode | ClinicalStorageHandlingTypeCode | SHC33 | Electrostatic sensitive devices | Electrostatic sensitive devices |  | Storage/handling conditions type | FLD-UDID-211 | ENUM_UDID_StorageHandlingCondition | SHC033 | Electrostatic sensitive devices | Yes
28840 | 3380 | clinicalStorageHandlingTypeCode | ClinicalStorageHandlingTypeCode | SHC35 | Do not sterilize | Do not sterilize |  | Storage/handling conditions type | FLD-UDID-211 | ENUM_UDID_StorageHandlingCondition | SHC035 | Do not sterilize | Yes
28880 | 3390 | clinicalStorageHandlingTypeCode | ClinicalStorageHandlingTypeCode | SHC36 | Do not freeze | Do not freeze |  | Storage/handling conditions type | FLD-UDID-211 | ENUM_UDID_StorageHandlingCondition | SHC036 | Do not freeze | Yes
28920 | 3400 | clinicalStorageHandlingTypeCode | ClinicalStorageHandlingTypeCode | SHC37 | Do not cut | Do not cut |  | Storage/handling conditions type | FLD-UDID-211 | ENUM_UDID_StorageHandlingCondition | SHC037 | Do not cut | Yes
28960 | 3410 | clinicalStorageHandlingTypeCode | ClinicalStorageHandlingTypeCode | SHC38 | Do not store near magnets or magnetic devices | Do not store near magnets or magnetic devices |  | Storage/handling conditions type | FLD-UDID-211 | ENUM_UDID_StorageHandlingCondition | SHC038 | Do not store near magnets or magnetic devices | Yes
29000 | 3420 | clinicalStorageHandlingTypeCode | ClinicalStorageHandlingTypeCode | SHC42 | Avoid contact with water | Avoid contact with water |  | Storage/handling conditions type | FLD-UDID-211 | ENUM_UDID_StorageHandlingCondition | SHC042 | Avoid contact with water | Yes
29040 | 3430 | clinicalStorageHandlingTypeCode | ClinicalStorageHandlingTypeCode | SHC44 | This way up | This way up |  | Storage/handling conditions type | FLD-UDID-211 | ENUM_UDID_StorageHandlingCondition | SHC044 | This way up | Yes
29080 | 3440 | clinicalStorageHandlingTypeCode | ClinicalStorageHandlingTypeCode | SHC45 | Period-after-opening … | Period-after-opening … | clinicalStorageHandlingDescription (6375) must be used, SET languageCode (6376) only for SHC099, else only "en" will be mapped to "any" per default (see BR-DTX-UDI-077, BR-DTX-UDID-094) | Storage/handling conditions type | FLD-UDID-211 | ENUM_UDID_StorageHandlingCondition | SHC045 | Period-after-opening ... * | Yes | Update | Updated EUDAMED Code Definition | 2025-10
29120 | 3450 | clinicalStorageHandlingTypeCode | ClinicalStorageHandlingTypeCode | SHC46 | Special storage conditions (see IFU) | Special storage conditions (see Instructions for Use-IFU) |  | Storage/handling conditions type | FLD-UDID-211 | ENUM_UDID_StorageHandlingCondition | SHC046 | Special Storage Conditions (see IFU) | Yes
29160 | 3460 | clinicalStorageHandlingTypeCode | ClinicalStorageHandlingTypeCode | SHC47 | Electrostatic sensitive device | Electrostatic sensitive device is any component (primarily electrical) which can be damaged by common static charges. |  | Storage/handling conditions type | FLD-UDID-211 | (NA) | (NA) | (NA) | No | Delete | Code was removed from EUDAMED, not sure why | 2026-05
29200 | 3470 | clinicalStorageHandlingTypeCode | ClinicalStorageHandlingTypeCode | SHC99 | OTHER | OTHER | clinicalStorageHandlingDescription (6375) must be used, SET languageCode (6376) only for SHC099, else only "en" will be mapped to "any" per default (see BR-DTX-UDI-077, BR-DTX-UDID-094) | Storage/handling conditions type | FLD-UDID-211 | ENUM_UDID_StorageHandlingCondition | SHC099 | OTHER ** | Yes | Update | Updated EUDAMED Code Definition | 2025-10
29240 | 3480 | (GDSN LCL for clinicalWarningCode) | ClinicalWarningCode | CW001 | Do not resterilize | Do not resterilize |  | Critical Warnings type | FLD-UDID-212 | ENUM_UDID_CriticalWarnings | CW001 | Do not resterilize | Yes
29280 | 3490 | (GDSN LCL for clinicalWarningCode) | ClinicalWarningCode | CW006 | Defibrillation-proof type B applied part | Defibrillation-proof type B applied part |  | Critical Warnings type | FLD-UDID-212 | ENUM_UDID_CriticalWarnings | CW006 | Defibrillation-proof type B applied part | Yes
29320 | 3500 | (GDSN LCL for clinicalWarningCode) | ClinicalWarningCode | CW007 | Do not use if package is damaged | Do not use if package is damaged |  | Critical Warnings type | FLD-UDID-212 | ENUM_UDID_CriticalWarnings | CW007 | Do not use if package is damaged | Yes
29360 | 3510 | (GDSN LCL for clinicalWarningCode) | ClinicalWarningCode | CW008 | Biological risks | Biological risks |  | Critical Warnings type | FLD-UDID-212 | ENUM_UDID_CriticalWarnings | CW008 | Biological risks | Yes
29400 | 3520 | (GDSN LCL for clinicalWarningCode) | ClinicalWarningCode | CW009 | Do not re-use | Do not re-use |  | Critical Warnings type | FLD-UDID-212 | ENUM_UDID_CriticalWarnings | CW009 | Do not re-use | Yes
29440 | 3530 | (GDSN LCL for clinicalWarningCode) | ClinicalWarningCode | CW010 | Consult instructions for use | Consult instructions for use |  | Critical Warnings type | FLD-UDID-212 | ENUM_UDID_CriticalWarnings | CW010 | Consult instructions for use | Yes
29480 | 3540 | (GDSN LCL for clinicalWarningCode) | ClinicalWarningCode | CW011 | Caution | Caution |  | Critical Warnings type | FLD-UDID-212 | ENUM_UDID_CriticalWarnings | CW011 | Caution | Yes
29520 | 3550 | (GDSN LCL for clinicalWarningCode) | ClinicalWarningCode | CW012 | Caution: Electrostatic sensitive, do not touch directly. | Caution: Electrostatic sensitive, do not touch directly. |  | Critical Warnings type | FLD-UDID-212 | ENUM_UDID_CriticalWarnings | CW012 | Caution: Electrostatic sensitive, do not touch directly. | Yes
29560 | 3560 | (GDSN LCL for clinicalWarningCode) | ClinicalWarningCode | CW013 | Radiation of laser apparatus | Radiation of laser apparatus |  | Critical Warnings type | FLD-UDID-212 | ENUM_UDID_CriticalWarnings | CW013 | Radiation of laser apparatus | Yes
29600 | 3570 | (GDSN LCL for clinicalWarningCode) | ClinicalWarningCode | CW014 | Type BF applied part | Type BF applied part |  | Critical Warnings type | FLD-UDID-212 | ENUM_UDID_CriticalWarnings | CW014 | Type BF applied part | Yes
29640 | 3580 | (GDSN LCL for clinicalWarningCode) | ClinicalWarningCode | CW015 | Defibrillation-proof type BF applied part | Defibrillation-proof type BF applied part |  | Critical Warnings type | FLD-UDID-212 | ENUM_UDID_CriticalWarnings | CW015 | Defibrillation-proof type BF applied part | Yes
29680 | 3590 | (GDSN LCL for clinicalWarningCode) | ClinicalWarningCode | CW016 | Type B applied part | Type B applied part |  | Critical Warnings type | FLD-UDID-212 | ENUM_UDID_CriticalWarnings | CW016 | Type B applied part | Yes
29720 | 3600 | (GDSN LCL for clinicalWarningCode) | ClinicalWarningCode | CW017 | Defibrillation-proof type CF applied part | Defibrillation-proof type CF applied part |  | Critical Warnings type | FLD-UDID-212 | ENUM_UDID_CriticalWarnings | CW017 | Defibrillation-proof type CF applied part | Yes
29760 | 3610 | (GDSN LCL for clinicalWarningCode) | ClinicalWarningCode | CW018 | Refer to instruction manual/booklet | Refer to instruction manual/booklet |  | Critical Warnings type | FLD-UDID-212 | ENUM_UDID_CriticalWarnings | CW018 | Refer to instruction manual/booklet | Yes
29800 | 3620 | (GDSN LCL for clinicalWarningCode) | ClinicalWarningCode | CW020 | Do not sterilize | Do not sterilize |  | Critical Warnings type | FLD-UDID-212 | ENUM_UDID_CriticalWarnings | CW020 | Do not sterilize | Yes
29840 | 3630 | (GDSN LCL for clinicalWarningCode) | ClinicalWarningCode | CW022 | Do not cut | Do not cut |  | Critical Warnings type | FLD-UDID-212 | ENUM_UDID_CriticalWarnings | CW022 | Do not cut | Yes
29880 | 3640 | (GDSN LCL for clinicalWarningCode) | ClinicalWarningCode | CW023 | Consider hazards from magnetic fields | Consider hazards from magnetic fields |  | Critical Warnings type | FLD-UDID-212 | ENUM_UDID_CriticalWarnings | CW023 | Consider hazards from magnetic fields | Yes
29920 | 3650 | (GDSN LCL for clinicalWarningCode) | ClinicalWarningCode | CW024 | Do not store near magnets or magnetic devices | Do not store near magnets or magnetic devices |  | Critical Warnings type | FLD-UDID-212 | ENUM_UDID_CriticalWarnings | CW024 | Do not store near magnets or magnetic devices | Yes
29960 | 3660 | (GDSN LCL for clinicalWarningCode) | ClinicalWarningCode | CW025 | MR SAFE | MR SAFE |  | Critical Warnings type | FLD-UDID-212 | ENUM_UDID_CriticalWarnings | CW025 | MR SAFE | Yes
30000 | 3670 | (GDSN LCL for clinicalWarningCode) | ClinicalWarningCode | CW026 | MR CONDITIONAL | MR CONDITIONAL |  | Critical Warnings type | FLD-UDID-212 | ENUM_UDID_CriticalWarnings | CW026 | MR CONDITIONAL | Yes
30040 | 3680 | (GDSN LCL for clinicalWarningCode) | ClinicalWarningCode | CW027 | MR UNSAFE | MR UNSAFE |  | Critical Warnings type | FLD-UDID-212 | ENUM_UDID_CriticalWarnings | CW027 | MR UNSAFE | Yes
30080 | 3690 | (GDSN LCL for clinicalWarningCode) | ClinicalWarningCode | CW028 | Exposure to radiation when using the device | Exposure to radiation when using the device |  | Critical Warnings type | FLD-UDID-212 | ENUM_UDID_CriticalWarnings | CW028 | Exposure to radiation when using the device | Yes
30120 | 3700 | (GDSN LCL for clinicalWarningCode) | ClinicalWarningCode | CW029 | Caution, sharp edges | Caution, sharp edges |  | Critical Warnings type | FLD-UDID-212 | ENUM_UDID_CriticalWarnings | CW029 | Caution, sharp edges | Yes
30160 | 3710 | (GDSN LCL for clinicalWarningCode) | ClinicalWarningCode | CW030 | Consult healthcare professional before use | Consult healthcare professional before use |  | Critical Warnings type | FLD-UDID-212 | ENUM_UDID_CriticalWarnings | CW030 | Consult healthcare professional before use | Yes
30200 | 3720 | (GDSN LCL for clinicalWarningCode) | ClinicalWarningCode | CW031 | Implant timeframe limitations | Implant timeframe limitations |  | Critical Warnings type | FLD-UDID-212 | ENUM_UDID_CriticalWarnings | CW031 | Implant timeframe limitations | Yes
30240 | 3730 | (GDSN LCL for clinicalWarningCode) | ClinicalWarningCode | CW032 | Do not use past indicated date | Do not use past indicated date |  | Critical Warnings type | FLD-UDID-212 | ENUM_UDID_CriticalWarnings | CW032 | Do not use past indicated date | Yes
30280 | 3740 | (GDSN LCL for clinicalWarningCode) | ClinicalWarningCode | CW035 | Restriction in use of des infectors, read IFU | Restriction in use of des infectors, read IFU |  | Critical Warnings type | FLD-UDID-212 | ENUM_UDID_CriticalWarnings | CW035 | Restriction in use of des infectors, | Yes
30320 | 3750 | (GDSN LCL for clinicalWarningCode) | ClinicalWarningCode | CW036 | Restrictions in use for combination of other devices | Restrictions in use for combination of other devices |  | Critical Warnings type | FLD-UDID-212 | ENUM_UDID_CriticalWarnings | CW036 | Restrictions in use for combination of other devices | Yes
30360 | 3760 | (GDSN LCL for clinicalWarningCode) | ClinicalWarningCode | CW037 | GHS01 – Danger - Unstable, Explosive | GHS01 – Danger - Unstable, Explosive |  | Critical Warnings type | FLD-UDID-212 | ENUM_UDID_CriticalWarnings | CW037 | GHS01 – Danger - Unstable, Explosive | Yes
30400 | 3770 | (GDSN LCL for clinicalWarningCode) | ClinicalWarningCode | CW038 | GHS02 - Danger or Warning - Flammable | GHS02 - Danger or Warning - Flammable |  | Critical Warnings type | FLD-UDID-212 | ENUM_UDID_CriticalWarnings | CW038 | GHS02 - Danger or Warning - Flammable | Yes
30440 | 3780 | (GDSN LCL for clinicalWarningCode) | ClinicalWarningCode | CW039 | GHS03- Danger or Warning -Oxidising | GHS03- Danger or Warning -Oxidising |  | Critical Warnings type | FLD-UDID-212 | ENUM_UDID_CriticalWarnings | CW039 | GHS03- Danger or Warning -Oxidising | Yes
30480 | 3790 | (GDSN LCL for clinicalWarningCode) | ClinicalWarningCode | CW040 | GHS04- Warning -Compressed gas | GHS04- Warning -Compressed gas |  | Critical Warnings type | FLD-UDID-212 | ENUM_UDID_CriticalWarnings | CW040 | GHS04- Warning -Compressed gas | Yes
30520 | 3800 | (GDSN LCL for clinicalWarningCode) | ClinicalWarningCode | CW041 | GHS05 -Danger or Warning -Corrosive cat. 1 | GHS05 -Danger or Warning -Corrosive cat. 1 |  | Critical Warnings type | FLD-UDID-212 | ENUM_UDID_CriticalWarnings | CW041 | GHS05 -Danger or Warning -Corrosive cat. 1 | Yes
30560 | 3810 | (GDSN LCL for clinicalWarningCode) | ClinicalWarningCode | CW042 | GHS06 – Danger -Toxic cat. 1 - 3 | GHS06 – Danger -Toxic cat. 1 - 3 |  | Critical Warnings type | FLD-UDID-212 | ENUM_UDID_CriticalWarnings | CW042 | GHS06 – Danger -Toxic cat. 1 - 3 | Yes
30600 | 3820 | (GDSN LCL for clinicalWarningCode) | ClinicalWarningCode | CW043 | GHS07 - Warning -Toxic cat. 4, Irritant cat. 2 or 3, Lower systemic health hazards | GHS07 - Warning -Toxic cat. 4, Irritant cat. 2 or 3, Lower systemic health hazards |  | Critical Warnings type | FLD-UDID-212 | ENUM_UDID_CriticalWarnings | CW043 | GHS07 - Warning -Toxic cat. 4, Irritant cat. 2 or 3, Lower systemic health hazards | Yes
30640 | 3830 | (GDSN LCL for clinicalWarningCode) | ClinicalWarningCode | CW044 | GHS08 - Danger or Warning - Systemic health hazards | GHS08 - Danger or Warning - Systemic health hazards |  | Critical Warnings type | FLD-UDID-212 | ENUM_UDID_CriticalWarnings | CW044 | GHS08 - Danger or Warning - Systemic health hazards | Yes
30680 | 3840 | (GDSN LCL for clinicalWarningCode) | ClinicalWarningCode | CW045 | GHS09 - Warning (for cat. 1)- (for cat. 2 no signal word) Environment | GHS09 - Warning (for cat. 1)- (for cat. 2 no signal word) Environment |  | Critical Warnings type | FLD-UDID-212 | ENUM_UDID_CriticalWarnings | CW045 | GHS09 - Warning (for cat. 1)- (for cat. 2 no signal word) Environment | Yes
30720 | 3850 | (GDSN LCL for clinicalWarningCode) | ClinicalWarningCode | CW046 | H200 – Unstable explosives. | H200 – Unstable explosives. |  | Critical Warnings type | FLD-UDID-212 | ENUM_UDID_CriticalWarnings | CW046 | H200 – Unstable explosives. | Yes
30760 | 3860 | (GDSN LCL for clinicalWarningCode) | ClinicalWarningCode | CW047 | H201 – Explosive; mass explosion hazard. | H201 – Explosive; mass explosion hazard. |  | Critical Warnings type | FLD-UDID-212 | ENUM_UDID_CriticalWarnings | CW047 | H201 – Explosive; mass explosion hazard. | Yes
30800 | 3870 | (GDSN LCL for clinicalWarningCode) | ClinicalWarningCode | CW048 | H202 – Explosive, severe projection hazard. | H202 – Explosive, severe projection hazard. |  | Critical Warnings type | FLD-UDID-212 | ENUM_UDID_CriticalWarnings | CW048 | H202 – Explosive, severe projection hazard. | Yes
30840 | 3880 | (GDSN LCL for clinicalWarningCode) | ClinicalWarningCode | CW049 | H203 – Explosive; fire, blast or projection hazard. | H203 – Explosive; fire, blast or projection hazard. |  | Critical Warnings type | FLD-UDID-212 | ENUM_UDID_CriticalWarnings | CW049 | H203 – Explosive; fire, blast or projection hazard. | Yes
30880 | 3890 | (GDSN LCL for clinicalWarningCode) | ClinicalWarningCode | CW050 | H204 – Fire or projection hazard. | H204 – Fire or projection hazard. |  | Critical Warnings type | FLD-UDID-212 | ENUM_UDID_CriticalWarnings | CW050 | H204 – Fire or projection hazard. | Yes
30920 | 3900 | (GDSN LCL for clinicalWarningCode) | ClinicalWarningCode | CW051 | H205 – May mass explode in fire. | H205 – May mass explode in fire. |  | Critical Warnings type | FLD-UDID-212 | ENUM_UDID_CriticalWarnings | CW051 | H205 – May mass explode in fire. | Yes
30960 | 3910 | (GDSN LCL for clinicalWarningCode) | ClinicalWarningCode | CW052 | H220 – Extremely flammable gas. | H220 – Extremely flammable gas. |  | Critical Warnings type | FLD-UDID-212 | ENUM_UDID_CriticalWarnings | CW052 | H220 – Extremely flammable gas. | Yes
31000 | 3920 | (GDSN LCL for clinicalWarningCode) | ClinicalWarningCode | CW053 | H221 – Flammable gas. | H221 – Flammable gas. |  | Critical Warnings type | FLD-UDID-212 | ENUM_UDID_CriticalWarnings | CW053 | H221 – Flammable gas. | Yes
31040 | 3930 | (GDSN LCL for clinicalWarningCode) | ClinicalWarningCode | CW054 | H222 – Extremely flammable aerosol. | H222 – Extremely flammable aerosol. |  | Critical Warnings type | FLD-UDID-212 | ENUM_UDID_CriticalWarnings | CW054 | H222 – Extremely flammable aerosol. | Yes
31080 | 3940 | (GDSN LCL for clinicalWarningCode) | ClinicalWarningCode | CW055 | H223 – Flammable aerosol. | H223 – Flammable aerosol. |  | Critical Warnings type | FLD-UDID-212 | ENUM_UDID_CriticalWarnings | CW055 | H223 – Flammable aerosol. | Yes
31120 | 3950 | (GDSN LCL for clinicalWarningCode) | ClinicalWarningCode | CW056 | H224 – Extremely flammable liquid and vapour. | H224 – Extremely flammable liquid and vapour. |  | Critical Warnings type | FLD-UDID-212 | ENUM_UDID_CriticalWarnings | CW056 | H224 – Extremely flammable liquid and vapour. | Yes
31160 | 3960 | (GDSN LCL for clinicalWarningCode) | ClinicalWarningCode | CW057 | H225 – Highly flammable liquid and vapour. | H225 – Highly flammable liquid and vapour. |  | Critical Warnings type | FLD-UDID-212 | ENUM_UDID_CriticalWarnings | CW057 | H225 – Highly flammable liquid and vapour. | Yes
31200 | 3970 | (GDSN LCL for clinicalWarningCode) | ClinicalWarningCode | CW058 | H226 – Flammable liquid and vapour. | H226 – Flammable liquid and vapour. |  | Critical Warnings type | FLD-UDID-212 | ENUM_UDID_CriticalWarnings | CW058 | H226 – Flammable liquid and vapour. | Yes
31240 | 3980 | (GDSN LCL for clinicalWarningCode) | ClinicalWarningCode | CW059 | H228 – Flammable solid. | H228 – Flammable solid. |  | Critical Warnings type | FLD-UDID-212 | ENUM_UDID_CriticalWarnings | CW059 | H228 – Flammable solid. | Yes
31280 | 3990 | (GDSN LCL for clinicalWarningCode) | ClinicalWarningCode | CW060 | H240 – Heating may cause an explosion. | H240 – Heating may cause an explosion. |  | Critical Warnings type | FLD-UDID-212 | ENUM_UDID_CriticalWarnings | CW060 | H240 – Heating may cause an explosion. | Yes
31320 | 4000 | (GDSN LCL for clinicalWarningCode) | ClinicalWarningCode | CW061 | H241 – Heating may cause a fire or explosion. | H241 – Heating may cause a fire or explosion. |  | Critical Warnings type | FLD-UDID-212 | ENUM_UDID_CriticalWarnings | CW061 | H241 – Heating may cause a fire or explosion. | Yes
31360 | 4010 | (GDSN LCL for clinicalWarningCode) | ClinicalWarningCode | CW062 | H242 – Heating may cause a fire. | H242 – Heating may cause a fire. |  | Critical Warnings type | FLD-UDID-212 | ENUM_UDID_CriticalWarnings | CW062 | H242 – Heating may cause a fire. | Yes
31400 | 4020 | (GDSN LCL for clinicalWarningCode) | ClinicalWarningCode | CW063 | H250 – Catches fire spontaneously if exposed to air. | H250 – Catches fire spontaneously if exposed to air. |  | Critical Warnings type | FLD-UDID-212 | ENUM_UDID_CriticalWarnings | CW063 | H250 – Catches fire spontaneously if exposed to air. | Yes
31440 | 4030 | (GDSN LCL for clinicalWarningCode) | ClinicalWarningCode | CW064 | H251 – Self-heating: may catch fire. | H251 – Self-heating: may catch fire. |  | Critical Warnings type | FLD-UDID-212 | ENUM_UDID_CriticalWarnings | CW064 | H251 – Self-heating: may catch fire. | Yes
31480 | 4040 | (GDSN LCL for clinicalWarningCode) | ClinicalWarningCode | CW065 | H252 – Self-heating in large quantities; may catch fire. | H252 – Self-heating in large quantities; may catch fire. |  | Critical Warnings type | FLD-UDID-212 | ENUM_UDID_CriticalWarnings | CW065 | H252 – Self-heating in large quantities; may catch fire. | Yes
31520 | 4050 | (GDSN LCL for clinicalWarningCode) | ClinicalWarningCode | CW066 | H260 – In contact with water releases flammable gases which may ignite spontaneously. | H260 – In contact with water releases flammable gases which may ignite spontaneously. |  | Critical Warnings type | FLD-UDID-212 | ENUM_UDID_CriticalWarnings | CW066 | H260 – In contact with water releases flammable gases which may ignite spontaneously. | Yes
31560 | 4060 | (GDSN LCL for clinicalWarningCode) | ClinicalWarningCode | CW067 | H261 – In contact with water releases flammable gases. | H261 – In contact with water releases flammable gases. |  | Critical Warnings type | FLD-UDID-212 | ENUM_UDID_CriticalWarnings | CW067 | H261 – In contact with water releases flammable gases. | Yes
31600 | 4070 | (GDSN LCL for clinicalWarningCode) | ClinicalWarningCode | CW068 | H270 – May cause or intensify fire; oxidiser. | H270 – May cause or intensify fire; oxidiser. |  | Critical Warnings type | FLD-UDID-212 | ENUM_UDID_CriticalWarnings | CW068 | H270 – May cause or intensify fire; oxidiser. | Yes
31640 | 4080 | (GDSN LCL for clinicalWarningCode) | ClinicalWarningCode | CW069 | H271 – May cause fire or explosion; strong oxidiser. | H271 – May cause fire or explosion; strong oxidiser. |  | Critical Warnings type | FLD-UDID-212 | ENUM_UDID_CriticalWarnings | CW069 | H271 – May cause fire or explosion; strong oxidiser. | Yes
31680 | 4090 | (GDSN LCL for clinicalWarningCode) | ClinicalWarningCode | CW070 | H272 – May intensify fire; oxidiser. | H272 – May intensify fire; oxidiser. |  | Critical Warnings type | FLD-UDID-212 | ENUM_UDID_CriticalWarnings | CW070 | H272 – May intensify fire; oxidiser. | Yes
31720 | 4100 | (GDSN LCL for clinicalWarningCode) | ClinicalWarningCode | CW071 | H280 – Contains gas under pressure; may explode if heated. | H280 – Contains gas under pressure; may explode if heated. |  | Critical Warnings type | FLD-UDID-212 | ENUM_UDID_CriticalWarnings | CW071 | H280 – Contains gas under pressure; may explode if heated. | Yes
31760 | 4110 | (GDSN LCL for clinicalWarningCode) | ClinicalWarningCode | CW072 | H281 – Contains refrigerated gas; may cause cryogenic burns or injury. | H281 – Contains refrigerated gas; may cause cryogenic burns or injury. |  | Critical Warnings type | FLD-UDID-212 | ENUM_UDID_CriticalWarnings | CW072 | H281 – Contains refrigerated gas; may cause cryogenic burns or injury. | Yes
31800 | 4120 | (GDSN LCL for clinicalWarningCode) | ClinicalWarningCode | CW073 | H290 – May be corrosive to metals. | H290 – May be corrosive to metals. |  | Critical Warnings type | FLD-UDID-212 | ENUM_UDID_CriticalWarnings | CW073 | H290 – May be corrosive to metals. | Yes
31840 | 4130 | (GDSN LCL for clinicalWarningCode) | ClinicalWarningCode | CW074 | H300 – Fatal if swallowed. | H300 – Fatal if swallowed. |  | Critical Warnings type | FLD-UDID-212 | ENUM_UDID_CriticalWarnings | CW074 | H300 – Fatal if swallowed. | Yes
31880 | 4140 | (GDSN LCL for clinicalWarningCode) | ClinicalWarningCode | CW075 | H301 – Toxic if swallowed. | H301 – Toxic if swallowed. |  | Critical Warnings type | FLD-UDID-212 | ENUM_UDID_CriticalWarnings | CW075 | H301 – Toxic if swallowed. | Yes
31920 | 4150 | (GDSN LCL for clinicalWarningCode) | ClinicalWarningCode | CW076 | H302 – Harmful if swallowed. | H302 – Harmful if swallowed. |  | Critical Warnings type | FLD-UDID-212 | ENUM_UDID_CriticalWarnings | CW076 | H302 – Harmful if swallowed. | Yes
31960 | 4160 | (GDSN LCL for clinicalWarningCode) | ClinicalWarningCode | CW077 | H304 – May be fatal if swallowed and enters airways. | H304 – May be fatal if swallowed and enters airways. |  | Critical Warnings type | FLD-UDID-212 | ENUM_UDID_CriticalWarnings | CW077 | H304 – May be fatal if swallowed and enters airways. | Yes
32000 | 4170 | (GDSN LCL for clinicalWarningCode) | ClinicalWarningCode | CW078 | H310 – Fatal in contact with skin. | H310 – Fatal in contact with skin. |  | Critical Warnings type | FLD-UDID-212 | ENUM_UDID_CriticalWarnings | CW078 | H310 – Fatal in contact with skin. | Yes
32040 | 4180 | (GDSN LCL for clinicalWarningCode) | ClinicalWarningCode | CW079 | H311 – Toxic in contact with skin. | H311 – Toxic in contact with skin. |  | Critical Warnings type | FLD-UDID-212 | ENUM_UDID_CriticalWarnings | CW079 | H311 – Toxic in contact with skin. | Yes
32080 | 4190 | (GDSN LCL for clinicalWarningCode) | ClinicalWarningCode | CW080 | H312 – Harmful in contact with skin. | H312 – Harmful in contact with skin. |  | Critical Warnings type | FLD-UDID-212 | ENUM_UDID_CriticalWarnings | CW080 | H312 – Harmful in contact with skin. | Yes
32120 | 4200 | (GDSN LCL for clinicalWarningCode) | ClinicalWarningCode | CW081 | H314 – Causes severe skin burns and eye damage. | H314 – Causes severe skin burns and eye damage. |  | Critical Warnings type | FLD-UDID-212 | ENUM_UDID_CriticalWarnings | CW081 | H314 – Causes severe skin burns and eye damage. | Yes
32160 | 4210 | (GDSN LCL for clinicalWarningCode) | ClinicalWarningCode | CW082 | H315 – Causes skin irritation. | H315 – Causes skin irritation. |  | Critical Warnings type | FLD-UDID-212 | ENUM_UDID_CriticalWarnings | CW082 | H315 – Causes skin irritation. | Yes
32200 | 4220 | (GDSN LCL for clinicalWarningCode) | ClinicalWarningCode | CW083 | H317 – May cause an allergic skin reaction. | H317 – May cause an allergic skin reaction. |  | Critical Warnings type | FLD-UDID-212 | ENUM_UDID_CriticalWarnings | CW083 | H317 – May cause an allergic skin reaction. | Yes
32240 | 4230 | (GDSN LCL for clinicalWarningCode) | ClinicalWarningCode | CW084 | H318 – Causes serious eye damage. | H318 – Causes serious eye damage. |  | Critical Warnings type | FLD-UDID-212 | ENUM_UDID_CriticalWarnings | CW084 | H318 – Causes serious eye damage. | Yes
32280 | 4240 | (GDSN LCL for clinicalWarningCode) | ClinicalWarningCode | CW085 | H319 – Causes serious eye irritation. | H319 – Causes serious eye irritation. |  | Critical Warnings type | FLD-UDID-212 | ENUM_UDID_CriticalWarnings | CW085 | H319 – Causes serious eye irritation. | Yes
32320 | 4250 | (GDSN LCL for clinicalWarningCode) | ClinicalWarningCode | CW086 | H330 – Fatal if inhaled. | H330 – Fatal if inhaled. |  | Critical Warnings type | FLD-UDID-212 | ENUM_UDID_CriticalWarnings | CW086 | H330 – Fatal if inhaled. | Yes
32360 | 4260 | (GDSN LCL for clinicalWarningCode) | ClinicalWarningCode | CW087 | H331 – Toxic if inhaled. | H331 – Toxic if inhaled. |  | Critical Warnings type | FLD-UDID-212 | ENUM_UDID_CriticalWarnings | CW087 | H331 – Toxic if inhaled. | Yes
32400 | 4270 | (GDSN LCL for clinicalWarningCode) | ClinicalWarningCode | CW088 | H332 – Harmful if inhaled. | H332 – Harmful if inhaled. |  | Critical Warnings type | FLD-UDID-212 | ENUM_UDID_CriticalWarnings | CW088 | H332 – Harmful if inhaled. | Yes
32440 | 4280 | (GDSN LCL for clinicalWarningCode) | ClinicalWarningCode | CW089 | H334 – May cause allergy or asthma symptoms or breathing difficulties if inhaled. | H334 – May cause allergy or asthma symptoms or breathing difficulties if inhaled. |  | Critical Warnings type | FLD-UDID-212 | ENUM_UDID_CriticalWarnings | CW089 | H334 – May cause allergy or asthma symptoms or breathing difficulties if inhaled. | Yes
32480 | 4290 | (GDSN LCL for clinicalWarningCode) | ClinicalWarningCode | CW090 | H335 – May cause respiratory irritation. | H335 – May cause respiratory irritation. |  | Critical Warnings type | FLD-UDID-212 | ENUM_UDID_CriticalWarnings | CW090 | H335 – May cause respiratory irritation. | Yes
32520 | 4300 | (GDSN LCL for clinicalWarningCode) | ClinicalWarningCode | CW091 | H336 – May cause drowsiness or dizziness. | H336 – May cause drowsiness or dizziness. |  | Critical Warnings type | FLD-UDID-212 | ENUM_UDID_CriticalWarnings | CW091 | H336 – May cause drowsiness or dizziness. | Yes
32560 | 4310 | (GDSN LCL for clinicalWarningCode) | ClinicalWarningCode | CW092 | H340 – May cause genetic defects exposure cause the hazard>. | H340 – May cause genetic defects exposure cause the hazard>. |  | Critical Warnings type | FLD-UDID-212 | ENUM_UDID_CriticalWarnings | CW092 | H340 – May cause genetic defects exposure cause the hazard>. | Yes
32600 | 4320 | (GDSN LCL for clinicalWarningCode) | ClinicalWarningCode | CW093 | H341 – Suspected of causing genetic defects. | H341 – Suspected of causing genetic defects. |  | Critical Warnings type | FLD-UDID-212 | ENUM_UDID_CriticalWarnings | CW093 | H341 – Suspected of causing genetic defects. | Yes
32640 | 4330 | (GDSN LCL for clinicalWarningCode) | ClinicalWarningCode | CW094 | H350 – May cause cancer. | H350 – May cause cancer. |  | Critical Warnings type | FLD-UDID-212 | ENUM_UDID_CriticalWarnings | CW094 | H350 – May cause cancer. | Yes
32680 | 4340 | (GDSN LCL for clinicalWarningCode) | ClinicalWarningCode | CW095 | H351 – Suspected of causing cancer. | H351 – Suspected of causing cancer. |  | Critical Warnings type | FLD-UDID-212 | ENUM_UDID_CriticalWarnings | CW095 | H351 – Suspected of causing cancer. | Yes
32720 | 4350 | (GDSN LCL for clinicalWarningCode) | ClinicalWarningCode | CW096 | H360 – May damage fertility or the unborn child. | H360 – May damage fertility or the unborn child. |  | Critical Warnings type | FLD-UDID-212 | ENUM_UDID_CriticalWarnings | CW096 | H360 – May damage fertility or the unborn child. | Yes
32760 | 4360 | (GDSN LCL for clinicalWarningCode) | ClinicalWarningCode | CW097 | H361 – Suspected of damaging fertility or the unborn child. | H361 – Suspected of damaging fertility or the unborn child. |  | Critical Warnings type | FLD-UDID-212 | ENUM_UDID_CriticalWarnings | CW097 | H361 – Suspected of damaging fertility or the unborn child. | Yes
32800 | 4370 | (GDSN LCL for clinicalWarningCode) | ClinicalWarningCode | CW098 | H362 – May cause harm to breast-fed children. | H362 – May cause harm to breast-fed children. |  | Critical Warnings type | FLD-UDID-212 | ENUM_UDID_CriticalWarnings | CW098 | H362 – May cause harm to breast-fed children. | Yes
32840 | 4380 | (GDSN LCL for clinicalWarningCode) | ClinicalWarningCode | CW099 | H370 – Causes damage to organs. | H370 – Causes damage to organs. |  | Critical Warnings type | FLD-UDID-212 | ENUM_UDID_CriticalWarnings | CW099 | H370 – Causes damage to organs. | Yes
32880 | 4390 | (GDSN LCL for clinicalWarningCode) | ClinicalWarningCode | CW100 | H371 – May cause damage to organs. | H371 – May cause damage to organs. |  | Critical Warnings type | FLD-UDID-212 | ENUM_UDID_CriticalWarnings | CW100 | H371 – May cause damage to organs. | Yes
32920 | 4400 | (GDSN LCL for clinicalWarningCode) | ClinicalWarningCode | CW101 | H372 – Causes damage to organs through prolonged or repeated exposure exposure cause the hazard>. | H372 – Causes damage to organs through prolonged or repeated exposure exposure cause the hazard>. |  | Critical Warnings type | FLD-UDID-212 | ENUM_UDID_CriticalWarnings | CW101 | H372 – Causes damage to organs through prolonged or repeated exposure exposure cause the hazard>. | Yes
32960 | 4410 | (GDSN LCL for clinicalWarningCode) | ClinicalWarningCode | CW102 | H373 – May cause damage to organs through prolonged or repeated exposure. | H373 – May cause damage to organs through prolonged or repeated exposure. |  | Critical Warnings type | FLD-UDID-212 | ENUM_UDID_CriticalWarnings | CW102 | H373 – May cause damage to organs through prolonged or repeated exposure. | Yes
33000 | 4420 | (GDSN LCL for clinicalWarningCode) | ClinicalWarningCode | CW103 | H400 – Very toxic to aquatic life. | H400 – Very toxic to aquatic life. |  | Critical Warnings type | FLD-UDID-212 | ENUM_UDID_CriticalWarnings | CW103 | H400 – Very toxic to aquatic life. | Yes
33040 | 4430 | (GDSN LCL for clinicalWarningCode) | ClinicalWarningCode | CW104 | H410 – Very toxic to aquatic life with long lasting effects. | H410 – Very toxic to aquatic life with long lasting effects. |  | Critical Warnings type | FLD-UDID-212 | ENUM_UDID_CriticalWarnings | CW104 | H410 – Very toxic to aquatic life with long lasting effects. | Yes
33080 | 4440 | (GDSN LCL for clinicalWarningCode) | ClinicalWarningCode | CW105 | H411 – Toxic to aquatic life with long lasting effects. | H411 – Toxic to aquatic life with long lasting effects. |  | Critical Warnings type | FLD-UDID-212 | ENUM_UDID_CriticalWarnings | CW105 | H411 – Toxic to aquatic life with long lasting effects. | Yes
33120 | 4450 | (GDSN LCL for clinicalWarningCode) | ClinicalWarningCode | CW106 | H412 – Harmful to aquatic life with long lasting effects. | H412 – Harmful to aquatic life with long lasting effects. |  | Critical Warnings type | FLD-UDID-212 | ENUM_UDID_CriticalWarnings | CW106 | H412 – Harmful to aquatic life with long lasting effects. | Yes
33160 | 4460 | (GDSN LCL for clinicalWarningCode) | ClinicalWarningCode | CW107 | H413 – May cause long lasting harmful effects to aquatic life. | H413 – May cause long lasting harmful effects to aquatic life. |  | Critical Warnings type | FLD-UDID-212 | ENUM_UDID_CriticalWarnings | CW107 | H413 – May cause long lasting harmful effects to aquatic life. | Yes
33200 | 4470 | (GDSN LCL for clinicalWarningCode) | ClinicalWarningCode | CW108 | EUH 001 – Explosive when dry. | EUH 001 – Explosive when dry. |  | Critical Warnings type | FLD-UDID-212 | ENUM_UDID_CriticalWarnings | CW108 | EUH 001 – Explosive when dry. | Yes
33240 | 4480 | (GDSN LCL for clinicalWarningCode) | ClinicalWarningCode | CW109 | EUH 006 – Explosive with or without contact with air. | EUH 006 – Explosive with or without contact with air. |  | Critical Warnings type | FLD-UDID-212 | ENUM_UDID_CriticalWarnings | CW109 | EUH 006 – Explosive with or without contact with air. | Yes
33280 | 4490 | (GDSN LCL for clinicalWarningCode) | ClinicalWarningCode | CW110 | EUH 014 – Reacts violently with water. | EUH 014 – Reacts violently with water. |  | Critical Warnings type | FLD-UDID-212 | ENUM_UDID_CriticalWarnings | CW110 | EUH 014 – Reacts violently with water. | Yes
33320 | 4500 | (GDSN LCL for clinicalWarningCode) | ClinicalWarningCode | CW111 | EUH 018 – In use, may form flammable/explosive vapour-air mixture. | EUH 018 – In use, may form flammable/explosive vapour-air mixture. |  | Critical Warnings type | FLD-UDID-212 | ENUM_UDID_CriticalWarnings | CW111 | EUH 018 – In use, may form flammable/explosive vapour-air mixture. | Yes
33360 | 4510 | (GDSN LCL for clinicalWarningCode) | ClinicalWarningCode | CW112 | EUH 019 – May form explosive peroxides. | EUH 019 – May form explosive peroxides. |  | Critical Warnings type | FLD-UDID-212 | ENUM_UDID_CriticalWarnings | CW112 | EUH 019 – May form explosive peroxides. | Yes
33400 | 4520 | (GDSN LCL for clinicalWarningCode) | ClinicalWarningCode | CW113 | EUH 044 – Risk of explosion if heated under confinement. | EUH 044 – Risk of explosion if heated under confinement. |  | Critical Warnings type | FLD-UDID-212 | ENUM_UDID_CriticalWarnings | CW113 | EUH 044 – Risk of explosion if heated under confinement. | Yes
33440 | 4530 | (GDSN LCL for clinicalWarningCode) | ClinicalWarningCode | CW114 | EUH 029 – Contact with water liberates toxic gas. | EUH 029 – Contact with water liberates toxic gas. |  | Critical Warnings type | FLD-UDID-212 | ENUM_UDID_CriticalWarnings | CW114 | EUH 029 – Contact with water liberates toxic gas. | Yes
33480 | 4540 | (GDSN LCL for clinicalWarningCode) | ClinicalWarningCode | CW115 | EUH 031 – Contact with acids liberates toxic gas. | EUH 031 – Contact with acids liberates toxic gas. |  | Critical Warnings type | FLD-UDID-212 | ENUM_UDID_CriticalWarnings | CW115 | EUH 031 – Contact with acids liberates toxic gas. | Yes
33520 | 4550 | (GDSN LCL for clinicalWarningCode) | ClinicalWarningCode | CW116 | EUH 032 – Contact with acids liberates very toxic gas. | EUH 032 – Contact with acids liberates very toxic gas. |  | Critical Warnings type | FLD-UDID-212 | ENUM_UDID_CriticalWarnings | CW116 | EUH 032 – Contact with acids liberates very toxic gas. | Yes
33560 | 4560 | (GDSN LCL for clinicalWarningCode) | ClinicalWarningCode | CW117 | EUH 066 – Repeated exposure may cause skin dryness or cracking. | EUH 066 – Repeated exposure may cause skin dryness or cracking. |  | Critical Warnings type | FLD-UDID-212 | ENUM_UDID_CriticalWarnings | CW117 | EUH 066 – Repeated exposure may cause skin dryness or cracking. | Yes
33600 | 4570 | (GDSN LCL for clinicalWarningCode) | ClinicalWarningCode | CW118 | EUH 070 – Toxic by eye contact. | EUH 070 – Toxic by eye contact. |  | Critical Warnings type | FLD-UDID-212 | ENUM_UDID_CriticalWarnings | CW118 | EUH 070 – Toxic by eye contact. | Yes
33640 | 4580 | (GDSN LCL for clinicalWarningCode) | ClinicalWarningCode | CW119 | EUH 071 – Corrosive to the respiratory tract. | EUH 071 – Corrosive to the respiratory tract. |  | Critical Warnings type | FLD-UDID-212 | ENUM_UDID_CriticalWarnings | CW119 | EUH 071 – Corrosive to the respiratory tract. | Yes
33680 | 4590 | (GDSN LCL for clinicalWarningCode) | ClinicalWarningCode | CW120 | EUH 059 – Hazardous to the ozone layer. | EUH 059 – Hazardous to the ozone layer. |  | Critical Warnings type | FLD-UDID-212 | ENUM_UDID_CriticalWarnings | CW120 | EUH 059 – Hazardous to the ozone layer. | Yes
33720 | 4600 | (GDSN LCL for clinicalWarningCode) | ClinicalWarningCode | CW121 | EUH 201 – Contains lead. Should not be used on surfaces liable to be chewed or sucked by children. | EUH 201 – Contains lead. Should not be used on surfaces liable to be chewed or sucked by children. |  | Critical Warnings type | FLD-UDID-212 | ENUM_UDID_CriticalWarnings | CW121 | EUH 201 – Contains lead. Should not be used on surfaces liable to be chewed or sucked by children. | Yes
33760 | 4610 | (GDSN LCL for clinicalWarningCode) | ClinicalWarningCode | CW122 | EUH 201A – Warning! Contains lead. | EUH 201A – Warning! Contains lead. |  | Critical Warnings type | FLD-UDID-212 | ENUM_UDID_CriticalWarnings | CW122 | EUH 201A – Warning! Contains lead. | Yes
33800 | 4620 | (GDSN LCL for clinicalWarningCode) | ClinicalWarningCode | CW123 | EUH 202 – Cyanoacrylate. Danger. Bonds skin and eyes in seconds. Keep out of the reach of children. | EUH 202 – Cyanoacrylate. Danger. Bonds skin and eyes in seconds. Keep out of the reach of children. |  | Critical Warnings type | FLD-UDID-212 | ENUM_UDID_CriticalWarnings | CW123 | EUH 202 – Cyanoacrylate. Danger. Bonds skin and eyes in seconds. Keep out of the reach of children. | Yes
33840 | 4630 | (GDSN LCL for clinicalWarningCode) | ClinicalWarningCode | CW124 | EUH 203 – Contains chromium (VI). May produce an allergic reaction. | EUH 203 – Contains chromium (VI). May produce an allergic reaction. |  | Critical Warnings type | FLD-UDID-212 | ENUM_UDID_CriticalWarnings | CW124 | EUH 203 – Contains chromium (VI). May produce an allergic reaction. | Yes
33880 | 4640 | (GDSN LCL for clinicalWarningCode) | ClinicalWarningCode | CW125 | EUH 204 – Contains isocyanates. May produce an allergic reaction. | EUH 204 – Contains isocyanates. May produce an allergic reaction. |  | Critical Warnings type | FLD-UDID-212 | ENUM_UDID_CriticalWarnings | CW125 | EUH 204 – Contains isocyanates. May produce an allergic reaction. | Yes
33920 | 4650 | (GDSN LCL for clinicalWarningCode) | ClinicalWarningCode | CW126 | EUH 205 – Contains epoxy constituents. May produce an allergic reaction. | EUH 205 – Contains epoxy constituents. May produce an allergic reaction. |  | Critical Warnings type | FLD-UDID-212 | ENUM_UDID_CriticalWarnings | CW126 | EUH 205 – Contains epoxy constituents. May produce an allergic reaction. | Yes
33960 | 4660 | (GDSN LCL for clinicalWarningCode) | ClinicalWarningCode | CW127 | EUH 206 – Warning! Do not use together with other products. May release dangerous gases (chlorine) | EUH 206 – Warning! Do not use together with other products. May release dangerous gases (chlorine) |  | Critical Warnings type | FLD-UDID-212 | ENUM_UDID_CriticalWarnings | CW127 | EUH 206 – Warning! Do not use together with other products. May release dangerous gases (chlorine) | Yes
34000 | 4670 | (GDSN LCL for clinicalWarningCode) | ClinicalWarningCode | CW128 | EUH 207 – Warning! Contains cadmium. Dangerous fumes are formed during use. See information supplied by the manufacturer. Comply with the safety instructions. | EUH 207 – Warning! Contains cadmium. Dangerous fumes are formed during use. See information supplied by the manufacturer. Comply with the safety instructions. |  | Critical Warnings type | FLD-UDID-212 | ENUM_UDID_CriticalWarnings | CW128 | EUH 207 – Warning! Contains cadmium. Dangerous fumes are formed during use. See information supplied by the manufacturer. Comply with the safety instructions. | Yes
34040 | 4680 | (GDSN LCL for clinicalWarningCode) | ClinicalWarningCode | CW129 | EUH 208 – Contains (name of sensitising substance). May produce an allergic reaction. | EUH 208 – Contains (name of sensitising substance). May produce an allergic reaction. |  | Critical Warnings type | FLD-UDID-212 | ENUM_UDID_CriticalWarnings | CW129 | EUH 208 – Contains (name of sensitising substance). May produce an allergic reaction. | Yes
34080 | 4690 | (GDSN LCL for clinicalWarningCode) | ClinicalWarningCode | CW130 | EUH 209 – Can become highly flammable in use. | EUH 209 – Can become highly flammable in use. |  | Critical Warnings type | FLD-UDID-212 | ENUM_UDID_CriticalWarnings | CW130 | EUH 209 – Can become highly flammable in use. | Yes
34120 | 4700 | (GDSN LCL for clinicalWarningCode) | ClinicalWarningCode | CW131 | EUH 209A – Can become flammable in use. | EUH 209A – Can become flammable in use. |  | Critical Warnings type | FLD-UDID-212 | ENUM_UDID_CriticalWarnings | CW131 | EUH 209A – Can become flammable in use. | Yes
34160 | 4710 | (GDSN LCL for clinicalWarningCode) | ClinicalWarningCode | CW132 | EUH 210 – Safety data sheet available on request. | EUH 210 – Safety data sheet available on request. |  | Critical Warnings type | FLD-UDID-212 | ENUM_UDID_CriticalWarnings | CW132 | EUH 210 – Safety data sheet available on request. | Yes
34200 | 4720 | (GDSN LCL for clinicalWarningCode) | ClinicalWarningCode | CW133 | EUH 401 – To avoid risks to human health and the environment, comply with the instructions for use. | EUH 401 – To avoid risks to human health and the environment, comply with the instructions for use. |  | Critical Warnings type | FLD-UDID-212 | ENUM_UDID_CriticalWarnings | CW133 | EUH 401 – To avoid risks to human health and the environment, comply with the instructions for use. | Yes
34240 | 4730 | (GDSN LCL for clinicalWarningCode) | ClinicalWarningCode | CW134 | P101 – If medical advice is needed, have product container or label at hand. | P101 – If medical advice is needed, have product container or label at hand. |  | Critical Warnings type | FLD-UDID-212 | ENUM_UDID_CriticalWarnings | CW134 | P101 – If medical advice is needed, have product container or label at hand. | Yes
34280 | 4740 | (GDSN LCL for clinicalWarningCode) | ClinicalWarningCode | CW135 | P102 – Keep out of reach of children. | P102 – Keep out of reach of children. |  | Critical Warnings type | FLD-UDID-212 | ENUM_UDID_CriticalWarnings | CW135 | P102 – Keep out of reach of children. | Yes
34320 | 4750 | (GDSN LCL for clinicalWarningCode) | ClinicalWarningCode | CW136 | P103 – Read label before use. | P103 – Read label before use. |  | Critical Warnings type | FLD-UDID-212 | ENUM_UDID_CriticalWarnings | CW136 | P103 – Read label before use. | Yes
34360 | 4760 | (GDSN LCL for clinicalWarningCode) | ClinicalWarningCode | CW137 | P201 – Obtain special instructions before use. | P201 – Obtain special instructions before use. |  | Critical Warnings type | FLD-UDID-212 | ENUM_UDID_CriticalWarnings | CW137 | P201 – Obtain special instructions before use. | Yes
34400 | 4770 | (GDSN LCL for clinicalWarningCode) | ClinicalWarningCode | CW138 | P202 – Do not handle until all safety precautions have been read and understood. | P202 – Do not handle until all safety precautions have been read and understood. |  | Critical Warnings type | FLD-UDID-212 | ENUM_UDID_CriticalWarnings | CW138 | P202 – Do not handle until all safety precautions have been read and understood. | Yes
34440 | 4780 | (GDSN LCL for clinicalWarningCode) | ClinicalWarningCode | CW139 | P210 – Keep away from heat/sparks/open flames/hot surfaces. — No smoking. | P210 – Keep away from heat/sparks/open flames/hot surfaces. — No smoking. |  | Critical Warnings type | FLD-UDID-212 | ENUM_UDID_CriticalWarnings | CW139 | P210 – Keep away from heat/sparks/open flames/hot surfaces. — No smoking. | Yes
34480 | 4790 | (GDSN LCL for clinicalWarningCode) | ClinicalWarningCode | CW140 | P211 – Do not spray on an open flame or other ignition source. | P211 – Do not spray on an open flame or other ignition source. |  | Critical Warnings type | FLD-UDID-212 | ENUM_UDID_CriticalWarnings | CW140 | P211 – Do not spray on an open flame or other ignition source. | Yes
34520 | 4800 | (GDSN LCL for clinicalWarningCode) | ClinicalWarningCode | CW141 | P220 – Keep/Store away from clothing/…/combustible materials. | P220 – Keep/Store away from clothing/…/combustible materials. |  | Critical Warnings type | FLD-UDID-212 | ENUM_UDID_CriticalWarnings | CW141 | P220 – Keep/Store away from clothing/…/combustible materials. | Yes
34560 | 4810 | (GDSN LCL for clinicalWarningCode) | ClinicalWarningCode | CW142 | P221 – Take any precaution to avoid mixing with combustibles… | P221 – Take any precaution to avoid mixing with combustibles… |  | Critical Warnings type | FLD-UDID-212 | ENUM_UDID_CriticalWarnings | CW142 | P221 – Take any precaution to avoid mixing with combustibles… | Yes
34600 | 4820 | (GDSN LCL for clinicalWarningCode) | ClinicalWarningCode | CW143 | P222 – Do not allow contact with air. | P222 – Do not allow contact with air. |  | Critical Warnings type | FLD-UDID-212 | ENUM_UDID_CriticalWarnings | CW143 | P222 – Do not allow contact with air. | Yes
34640 | 4830 | (GDSN LCL for clinicalWarningCode) | ClinicalWarningCode | CW144 | P223 – Keep away from any possible contact with water, because of violent reaction and possible flash fire. | P223 – Keep away from any possible contact with water, because of violent reaction and possible flash fire. |  | Critical Warnings type | FLD-UDID-212 | ENUM_UDID_CriticalWarnings | CW144 | P223 – Keep away from any possible contact with water, because of violent reaction and possible flash fire. | Yes
34680 | 4840 | (GDSN LCL for clinicalWarningCode) | ClinicalWarningCode | CW146 | P231 – Handle under inert gas. | P231 – Handle under inert gas. |  | Critical Warnings type | FLD-UDID-212 | ENUM_UDID_CriticalWarnings | CW146 | P231 – Handle under inert gas. | Yes
34720 | 4850 | (GDSN LCL for clinicalWarningCode) | ClinicalWarningCode | CW147 | P232 – Protect from moisture. | P232 – Protect from moisture. |  | Critical Warnings type | FLD-UDID-212 | ENUM_UDID_CriticalWarnings | CW147 | P232 – Protect from moisture. | Yes
34760 | 4860 | (GDSN LCL for clinicalWarningCode) | ClinicalWarningCode | CW148 | P233 – Keep container tightly closed. | P233 – Keep container tightly closed. |  | Critical Warnings type | FLD-UDID-212 | ENUM_UDID_CriticalWarnings | CW148 | P233 – Keep container tightly closed. | Yes
34800 | 4870 | (GDSN LCL for clinicalWarningCode) | ClinicalWarningCode | CW149 | P234 – Keep only in original container. | P234 – Keep only in original container. |  | Critical Warnings type | FLD-UDID-212 | ENUM_UDID_CriticalWarnings | CW149 | P234 – Keep only in original container. | Yes
34840 | 4880 | (GDSN LCL for clinicalWarningCode) | ClinicalWarningCode | CW150 | P235 – Keep cool. | P235 – Keep cool. |  | Critical Warnings type | FLD-UDID-212 | ENUM_UDID_CriticalWarnings | CW150 | P235 – Keep cool. | Yes
34880 | 4890 | (GDSN LCL for clinicalWarningCode) | ClinicalWarningCode | CW151 | P240 – Ground/bond container and receiving equipment. | P240 – Ground/bond container and receiving equipment. |  | Critical Warnings type | FLD-UDID-212 | ENUM_UDID_CriticalWarnings | CW151 | P240 – Ground/bond container and receiving equipment. | Yes
34920 | 4900 | (GDSN LCL for clinicalWarningCode) | ClinicalWarningCode | CW152 | P241 – Use explosion-proof electrical/ventilating/lighting/…/equipment. | P241 – Use explosion-proof electrical/ventilating/lighting/…/equipment. |  | Critical Warnings type | FLD-UDID-212 | ENUM_UDID_CriticalWarnings | CW152 | P241 – Use explosion-proof electrical/ventilating/lighting/…/equipment. | Yes
34960 | 4910 | (GDSN LCL for clinicalWarningCode) | ClinicalWarningCode | CW153 | P242 – Use only non-sparking tools. | P242 – Use only non-sparking tools. |  | Critical Warnings type | FLD-UDID-212 | ENUM_UDID_CriticalWarnings | CW153 | P242 – Use only non-sparking tools. | Yes
35000 | 4920 | (GDSN LCL for clinicalWarningCode) | ClinicalWarningCode | CW154 | P243 – Take precautionary measures against static discharge. | P243 – Take precautionary measures against static discharge. |  | Critical Warnings type | FLD-UDID-212 | ENUM_UDID_CriticalWarnings | CW154 | P243 – Take precautionary measures against static discharge. | Yes
35040 | 4930 | (GDSN LCL for clinicalWarningCode) | ClinicalWarningCode | CW155 | P244 – Keep reduction valves free from grease and oil. | P244 – Keep reduction valves free from grease and oil. |  | Critical Warnings type | FLD-UDID-212 | ENUM_UDID_CriticalWarnings | CW155 | P244 – Keep reduction valves free from grease and oil. | Yes
35080 | 4940 | (GDSN LCL for clinicalWarningCode) | ClinicalWarningCode | CW156 | P250 – Do not subject to grinding/shock/…/friction. | P250 – Do not subject to grinding/shock/…/friction. |  | Critical Warnings type | FLD-UDID-212 | ENUM_UDID_CriticalWarnings | CW156 | P250 – Do not subject to grinding/shock/…/friction. | Yes
35120 | 4950 | (GDSN LCL for clinicalWarningCode) | ClinicalWarningCode | CW157 | P251 – Pressurized container: Do not pierce or burn, even after use. | P251 – Pressurized container: Do not pierce or burn, even after use. |  | Critical Warnings type | FLD-UDID-212 | ENUM_UDID_CriticalWarnings | CW157 | P251 – Pressurized container: Do not pierce or burn, even after use. | Yes
35160 | 4960 | (GDSN LCL for clinicalWarningCode) | ClinicalWarningCode | CW158 | P260 – Do not breathe dust/fume/gas/mist/vapours/spray. | P260 – Do not breathe dust/fume/gas/mist/vapours/spray. |  | Critical Warnings type | FLD-UDID-212 | ENUM_UDID_CriticalWarnings | CW158 | P260 – Do not breathe dust/fume/gas/mist/vapours/spray. | Yes
35200 | 4970 | (GDSN LCL for clinicalWarningCode) | ClinicalWarningCode | CW159 | P261 – Avoid breathing dust/fume/gas/mist/vapours/spray. | P261 – Avoid breathing dust/fume/gas/mist/vapours/spray. |  | Critical Warnings type | FLD-UDID-212 | ENUM_UDID_CriticalWarnings | CW159 | P261 – Avoid breathing dust/fume/gas/mist/vapours/spray. | Yes
35240 | 4980 | (GDSN LCL for clinicalWarningCode) | ClinicalWarningCode | CW160 | P262 – Do not get in eyes, on skin, or on clothing. | P262 – Do not get in eyes, on skin, or on clothing. |  | Critical Warnings type | FLD-UDID-212 | ENUM_UDID_CriticalWarnings | CW160 | P262 – Do not get in eyes, on skin, or on clothing. | Yes
35280 | 4990 | (GDSN LCL for clinicalWarningCode) | ClinicalWarningCode | CW161 | P263 – Avoid contact during pregnancy/while nursing. | P263 – Avoid contact during pregnancy/while nursing. |  | Critical Warnings type | FLD-UDID-212 | ENUM_UDID_CriticalWarnings | CW161 | P263 – Avoid contact during pregnancy/while nursing. | Yes
35320 | 5000 | (GDSN LCL for clinicalWarningCode) | ClinicalWarningCode | CW162 | P264 – Wash thoroughly after handling. | P264 – Wash thoroughly after handling. |  | Critical Warnings type | FLD-UDID-212 | ENUM_UDID_CriticalWarnings | CW162 | P264 – Wash thoroughly after handling. | Yes
35360 | 5010 | (GDSN LCL for clinicalWarningCode) | ClinicalWarningCode | CW163 | P270 – Do not eat, drink or smoke when using this product. | P270 – Do not eat, drink or smoke when using this product. |  | Critical Warnings type | FLD-UDID-212 | ENUM_UDID_CriticalWarnings | CW163 | P270 – Do not eat, drink or smoke when using this product. | Yes
35400 | 5020 | (GDSN LCL for clinicalWarningCode) | ClinicalWarningCode | CW164 | P271 – Use only outdoors or in a well-ventilated area. | P271 – Use only outdoors or in a well-ventilated area. |  | Critical Warnings type | FLD-UDID-212 | ENUM_UDID_CriticalWarnings | CW164 | P271 – Use only outdoors or in a well-ventilated area. | Yes
35440 | 5030 | (GDSN LCL for clinicalWarningCode) | ClinicalWarningCode | CW165 | P272 – Contaminated work clothing should not be allowed out of the workplace. | P272 – Contaminated work clothing should not be allowed out of the workplace. |  | Critical Warnings type | FLD-UDID-212 | ENUM_UDID_CriticalWarnings | CW165 | P272 – Contaminated work clothing should not be allowed out of the workplace. | Yes
35480 | 5040 | (GDSN LCL for clinicalWarningCode) | ClinicalWarningCode | CW166 | P273 – Avoid release to the environment. | P273 – Avoid release to the environment. |  | Critical Warnings type | FLD-UDID-212 | ENUM_UDID_CriticalWarnings | CW166 | P273 – Avoid release to the environment. | Yes
35520 | 5050 | (GDSN LCL for clinicalWarningCode) | ClinicalWarningCode | CW167 | P280 – Wear protective gloves/protective clothing/eye protection/face protection. | P280 – Wear protective gloves/protective clothing/eye protection/face protection. |  | Critical Warnings type | FLD-UDID-212 | ENUM_UDID_CriticalWarnings | CW167 | P280 – Wear protective gloves/protective clothing/eye protection/face protection. | Yes
35560 | 5060 | (GDSN LCL for clinicalWarningCode) | ClinicalWarningCode | CW168 | P281 – Use personal protective equipment as required. | P281 – Use personal protective equipment as required. |  | Critical Warnings type | FLD-UDID-212 | ENUM_UDID_CriticalWarnings | CW168 | P281 – Use personal protective equipment as required. | Yes
35600 | 5070 | (GDSN LCL for clinicalWarningCode) | ClinicalWarningCode | CW169 | P282 – Wear cold insulating gloves/face shield/eye protection. | P282 – Wear cold insulating gloves/face shield/eye protection. |  | Critical Warnings type | FLD-UDID-212 | ENUM_UDID_CriticalWarnings | CW169 | P282 – Wear cold insulating gloves/face shield/eye protection. | Yes
35640 | 5080 | (GDSN LCL for clinicalWarningCode) | ClinicalWarningCode | CW170 | P283 – Wear fire/flame resistant/retardant clothing. | P283 – Wear fire/flame resistant/retardant clothing. |  | Critical Warnings type | FLD-UDID-212 | ENUM_UDID_CriticalWarnings | CW170 | P283 – Wear fire/flame resistant/retardant clothing. | Yes
35680 | 5090 | (GDSN LCL for clinicalWarningCode) | ClinicalWarningCode | CW171 | P284 – Wear respiratory protection. | P284 – Wear respiratory protection. |  | Critical Warnings type | FLD-UDID-212 | ENUM_UDID_CriticalWarnings | CW171 | P284 – Wear respiratory protection. | Yes
35720 | 5100 | (GDSN LCL for clinicalWarningCode) | ClinicalWarningCode | CW172 | P285 – In case of inadequate ventilation wear respiratory protection. | P285 – In case of inadequate ventilation wear respiratory protection. |  | Critical Warnings type | FLD-UDID-212 | ENUM_UDID_CriticalWarnings | CW172 | P285 – In case of inadequate ventilation wear respiratory protection. | Yes
35760 | 5110 | (GDSN LCL for clinicalWarningCode) | ClinicalWarningCode | CW173 | P231 + P232 – Handle under inert gas. Protect from moisture. | P231 + P232 – Handle under inert gas. Protect from moisture. |  | Critical Warnings type | FLD-UDID-212 | ENUM_UDID_CriticalWarnings | CW173 | P231 + P232 – Handle under inert gas. Protect from moisture. | Yes
35800 | 5120 | (GDSN LCL for clinicalWarningCode) | ClinicalWarningCode | CW175 | P301 – IF SWALLOWED: P310 – Immediately call a POISON CENTER or doctor/physician. | P301 – IF SWALLOWED: P310 – Immediately call a POISON CENTER or doctor/physician. |  | Critical Warnings type | FLD-UDID-212 | ENUM_UDID_CriticalWarnings | CW175 | P301 – IF SWALLOWED: P310 – Immediately call a POISON CENTER or doctor/physician. | Yes
35840 | 5130 | (GDSN LCL for clinicalWarningCode) | ClinicalWarningCode | CW176 | P302 – IF ON SKIN: P310 – Immediately call a POISON CENTER or doctor/physician. | P302 – IF ON SKIN: P310 – Immediately call a POISON CENTER or doctor/physician. |  | Critical Warnings type | FLD-UDID-212 | ENUM_UDID_CriticalWarnings | CW176 | P302 – IF ON SKIN: P310 – Immediately call a POISON CENTER or doctor/physician. | Yes
35880 | 5140 | (GDSN LCL for clinicalWarningCode) | ClinicalWarningCode | CW177 | P303 – IF ON SKIN (or hair): P310 – Immediately call a POISON CENTER or doctor/physician. | P303 – IF ON SKIN (or hair): P310 – Immediately call a POISON CENTER or doctor/physician. |  | Critical Warnings type | FLD-UDID-212 | ENUM_UDID_CriticalWarnings | CW177 | P303 – IF ON SKIN (or hair): P310 – Immediately call a POISON CENTER or doctor/physician. | Yes
35920 | 5150 | (GDSN LCL for clinicalWarningCode) | ClinicalWarningCode | CW178 | P304 – IF INHALED: P310 – Immediately call a POISON CENTER or doctor/physician. | P304 – IF INHALED: P310 – Immediately call a POISON CENTER or doctor/physician. |  | Critical Warnings type | FLD-UDID-212 | ENUM_UDID_CriticalWarnings | CW178 | P304 – IF INHALED: P310 – Immediately call a POISON CENTER or doctor/physician. | Yes
35960 | 5160 | (GDSN LCL for clinicalWarningCode) | ClinicalWarningCode | CW179 | P305 – IF IN EYES: P310 – Immediately call a POISON CENTER or doctor/physician. | P305 – IF IN EYES: P310 – Immediately call a POISON CENTER or doctor/physician. |  | Critical Warnings type | FLD-UDID-212 | ENUM_UDID_CriticalWarnings | CW179 | P305 – IF IN EYES: P310 – Immediately call a POISON CENTER or doctor/physician. | Yes
36000 | 5170 | (GDSN LCL for clinicalWarningCode) | ClinicalWarningCode | CW180 | P306 – IF ON CLOTHING: P312 – Call a POISON CENTER or doctor/physician if you feel unwell. | P306 – IF ON CLOTHING: P312 – Call a POISON CENTER or doctor/physician if you feel unwell. |  | Critical Warnings type | FLD-UDID-212 | ENUM_UDID_CriticalWarnings | CW180 | P306 – IF ON CLOTHING: P312 – Call a POISON CENTER or doctor/physician if you feel unwell. | Yes
36040 | 5180 | (GDSN LCL for clinicalWarningCode) | ClinicalWarningCode | CW181 | P307 – IF exposed: P310 – Immediately call a POISON CENTER or doctor/physician. | P307 – IF exposed: P310 – Immediately call a POISON CENTER or doctor/physician. |  | Critical Warnings type | FLD-UDID-212 | ENUM_UDID_CriticalWarnings | CW181 | P307 – IF exposed: P310 – Immediately call a POISON CENTER or doctor/physician. | Yes
36080 | 5190 | (GDSN LCL for clinicalWarningCode) | ClinicalWarningCode | CW182 | P308 – IF exposed or concerned: P310 – Immediately call a POISON CENTER or doctor/physician. | P308 – IF exposed or concerned: P310 – Immediately call a POISON CENTER or doctor/physician. |  | Critical Warnings type | FLD-UDID-212 | ENUM_UDID_CriticalWarnings | CW182 | P308 – IF exposed or concerned: P310 – Immediately call a POISON CENTER or doctor/physician. | Yes
36120 | 5200 | (GDSN LCL for clinicalWarningCode) | ClinicalWarningCode | CW183 | P309 – IF exposed or if you feel unwell: P310 – Immediately call a POISON CENTER or doctor/physician. | P309 – IF exposed or if you feel unwell: P310 – Immediately call a POISON CENTER or doctor/physician. |  | Critical Warnings type | FLD-UDID-212 | ENUM_UDID_CriticalWarnings | CW183 | P309 – IF exposed or if you feel unwell: P310 – Immediately call a POISON CENTER or doctor/physician. | Yes
36160 | 5210 | (GDSN LCL for clinicalWarningCode) | ClinicalWarningCode | CW184 | P342 – If experiencing respiratory symptoms: P310 – Immediately call a POISON CENTER or doctor/physician. | P342 – If experiencing respiratory symptoms: P310 – Immediately call a POISON CENTER or doctor/physician. |  | Critical Warnings type | FLD-UDID-212 | ENUM_UDID_CriticalWarnings | CW184 | P342 – If experiencing respiratory symptoms: P310 – Immediately call a POISON CENTER or doctor/physician. | Yes
36200 | 5220 | (GDSN LCL for clinicalWarningCode) | ClinicalWarningCode | CW185 | P342 – If experiencing respiratory symptoms: P311 – Call a POISON CENTER or doctor/physician. | P342 – If experiencing respiratory symptoms: P311 – Call a POISON CENTER or doctor/physician. |  | Critical Warnings type | FLD-UDID-212 | ENUM_UDID_CriticalWarnings | CW185 | P342 – If experiencing respiratory symptoms: P311 – Call a POISON CENTER or doctor/physician. | Yes
36240 | 5230 | (GDSN LCL for clinicalWarningCode) | ClinicalWarningCode | CW186 | P342 – If experiencing respiratory symptoms: P312 – Call a POISON CENTER or doctor/physician if you feel unwell. | P342 – If experiencing respiratory symptoms: P312 – Call a POISON CENTER or doctor/physician if you feel unwell. |  | Critical Warnings type | FLD-UDID-212 | ENUM_UDID_CriticalWarnings | CW186 | P342 – If experiencing respiratory symptoms: P312 – Call a POISON CENTER or doctor/physician if you feel unwell. | Yes
36280 | 5240 | (GDSN LCL for clinicalWarningCode) | ClinicalWarningCode | CW187 | P342 – If experiencing respiratory symptoms: P313 – Get medical advice/attention. | P342 – If experiencing respiratory symptoms: P313 – Get medical advice/attention. |  | Critical Warnings type | FLD-UDID-212 | ENUM_UDID_CriticalWarnings | CW187 | P342 – If experiencing respiratory symptoms: P313 – Get medical advice/attention. | Yes
36320 | 5250 | (GDSN LCL for clinicalWarningCode) | ClinicalWarningCode | CW188 | P342 – If experiencing respiratory symptoms: P314 – Get medical advice/attention if you feel unwell. | P342 – If experiencing respiratory symptoms: P314 – Get medical advice/attention if you feel unwell. |  | Critical Warnings type | FLD-UDID-212 | ENUM_UDID_CriticalWarnings | CW188 | P342 – If experiencing respiratory symptoms: P314 – Get medical advice/attention if you feel unwell. | Yes
36360 | 5260 | (GDSN LCL for clinicalWarningCode) | ClinicalWarningCode | CW189 | P342 – If experiencing respiratory symptoms: P315 – Get immediate medical advice/attention. | P342 – If experiencing respiratory symptoms: P315 – Get immediate medical advice/attention. |  | Critical Warnings type | FLD-UDID-212 | ENUM_UDID_CriticalWarnings | CW189 | P342 – If experiencing respiratory symptoms: P315 – Get immediate medical advice/attention. | Yes
36400 | 5270 | (GDSN LCL for clinicalWarningCode) | ClinicalWarningCode | CW190 | P342 – If experiencing respiratory symptoms: P320 – Specific treatment is urgent (see on this label). | P342 – If experiencing respiratory symptoms: P320 – Specific treatment is urgent (see on this label). |  | Critical Warnings type | FLD-UDID-212 | ENUM_UDID_CriticalWarnings | CW190 | P342 – If experiencing respiratory symptoms: P320 – Specific treatment is urgent (see on this label). | Yes
36440 | 5280 | (GDSN LCL for clinicalWarningCode) | ClinicalWarningCode | CW191 | P342 – If experiencing respiratory symptoms: P321 – Specific treatment (see on this label). | P342 – If experiencing respiratory symptoms: P321 – Specific treatment (see on this label). |  | Critical Warnings type | FLD-UDID-212 | ENUM_UDID_CriticalWarnings | CW191 | P342 – If experiencing respiratory symptoms: P321 – Specific treatment (see on this label). | Yes
36480 | 5290 | (GDSN LCL for clinicalWarningCode) | ClinicalWarningCode | CW192 | P342 – If experiencing respiratory symptoms: P322 – Specific measures (see on this label). | P342 – If experiencing respiratory symptoms: P322 – Specific measures (see on this label). |  | Critical Warnings type | FLD-UDID-212 | ENUM_UDID_CriticalWarnings | CW192 | P342 – If experiencing respiratory symptoms: P322 – Specific measures (see on this label). | Yes
36520 | 5300 | (GDSN LCL for clinicalWarningCode) | ClinicalWarningCode | CW193 | P301 – IF SWALLOWED: P330 – Rinse mouth. | P301 – IF SWALLOWED: P330 – Rinse mouth. |  | Critical Warnings type | FLD-UDID-212 | ENUM_UDID_CriticalWarnings | CW193 | P301 – IF SWALLOWED: P330 – Rinse mouth. | Yes
36560 | 5310 | (GDSN LCL for clinicalWarningCode) | ClinicalWarningCode | CW194 | P301 – IF SWALLOWED: P331 – Do NOT induce vomiting. | P301 – IF SWALLOWED: P331 – Do NOT induce vomiting. |  | Critical Warnings type | FLD-UDID-212 | ENUM_UDID_CriticalWarnings | CW194 | P301 – IF SWALLOWED: P331 – Do NOT induce vomiting. | Yes
36600 | 5320 | (GDSN LCL for clinicalWarningCode) | ClinicalWarningCode | CW195 | P332 – If skin irritation occurs: P322 – Specific measures (see on this label). | P332 – If skin irritation occurs: P322 – Specific measures (see on this label). |  | Critical Warnings type | FLD-UDID-212 | ENUM_UDID_CriticalWarnings | CW195 | P332 – If skin irritation occurs: P322 – Specific measures (see on this label). | Yes
36640 | 5330 | (GDSN LCL for clinicalWarningCode) | ClinicalWarningCode | CW196 | P333 – If skin irritation or rash occurs: P322 – Specific measures (see on this label). | P333 – If skin irritation or rash occurs: P322 – Specific measures (see on this label). |  | Critical Warnings type | FLD-UDID-212 | ENUM_UDID_CriticalWarnings | CW196 | P333 – If skin irritation or rash occurs: P322 – Specific measures (see on this label). | Yes
36680 | 5340 | (GDSN LCL for clinicalWarningCode) | ClinicalWarningCode | CW197 | P332 – If skin irritation occurs: P334 – Immerse in cool water/wrap in wet bandages. | P332 – If skin irritation occurs: P334 – Immerse in cool water/wrap in wet bandages. |  | Critical Warnings type | FLD-UDID-212 | ENUM_UDID_CriticalWarnings | CW197 | P332 – If skin irritation occurs: P334 – Immerse in cool water/wrap in wet bandages. | Yes
36720 | 5350 | (GDSN LCL for clinicalWarningCode) | ClinicalWarningCode | CW198 | P332 – If skin irritation occurs: P335 – Brush off loose particles from skin. | P332 – If skin irritation occurs: P335 – Brush off loose particles from skin. |  | Critical Warnings type | FLD-UDID-212 | ENUM_UDID_CriticalWarnings | CW198 | P332 – If skin irritation occurs: P335 – Brush off loose particles from skin. | Yes
36760 | 5360 | (GDSN LCL for clinicalWarningCode) | ClinicalWarningCode | CW199 | P332 – If skin irritation occurs: P336 – Thaw frosted parts with lukewarm water. Do no rub affected area. | P332 – If skin irritation occurs: P336 – Thaw frosted parts with lukewarm water. Do no rub affected area. |  | Critical Warnings type | FLD-UDID-212 | ENUM_UDID_CriticalWarnings | CW199 | P332 – If skin irritation occurs: P336 – Thaw frosted parts with lukewarm water. Do no rub affected area. | Yes
36800 | 5370 | (GDSN LCL for clinicalWarningCode) | ClinicalWarningCode | CW201 | P337 – If eye irritation persists: P338 – Remove contact lenses, if present and easy to do. Continue rinsing. | P337 – If eye irritation persists: P338 – Remove contact lenses, if present and easy to do. Continue rinsing. |  | Critical Warnings type | FLD-UDID-212 | ENUM_UDID_CriticalWarnings | CW201 | P337 – If eye irritation persists: P338 – Remove contact lenses, if present and easy to do. Continue rinsing. | Yes
36840 | 5380 | (GDSN LCL for clinicalWarningCode) | ClinicalWarningCode | CW202 | P342 – If experiencing respiratory symptoms: P340 – Remove victim to fresh air and keep at rest in a position comfortable for breathing. | P342 – If experiencing respiratory symptoms: P340 – Remove victim to fresh air and keep at rest in a position comfortable for breathing. |  | Critical Warnings type | FLD-UDID-212 | ENUM_UDID_CriticalWarnings | CW202 | P342 – If experiencing respiratory symptoms: P340 – Remove victim to fresh air and keep at rest in a position comfortable for breathing. | Yes
36880 | 5390 | (GDSN LCL for clinicalWarningCode) | ClinicalWarningCode | CW203 | P341 – If breathing is difficult, remove victim to fresh air and keep at rest in a position comfortable for breathing. | P341 – If breathing is difficult, remove victim to fresh air and keep at rest in a position comfortable for breathing. |  | Critical Warnings type | FLD-UDID-212 | ENUM_UDID_CriticalWarnings | CW203 | P341 – If breathing is difficult, remove victim to fresh air and keep at rest in a position comfortable for breathing. | Yes
36920 | 5400 | (GDSN LCL for clinicalWarningCode) | ClinicalWarningCode | CW206 | P333 – If skin irritation or rash occurs: P350 – Gently wash with plenty of soap and water. | P333 – If skin irritation or rash occurs: P350 – Gently wash with plenty of soap and water. |  | Critical Warnings type | FLD-UDID-212 | ENUM_UDID_CriticalWarnings | CW206 | P333 – If skin irritation or rash occurs: P350 – Gently wash with plenty of soap and water. | Yes
36960 | 5410 | (GDSN LCL for clinicalWarningCode) | ClinicalWarningCode | CW207 | P337 – If eye irritation persists: P351 – Rinse cautiously with water for several minutes. | P337 – If eye irritation persists: P351 – Rinse cautiously with water for several minutes. |  | Critical Warnings type | FLD-UDID-212 | ENUM_UDID_CriticalWarnings | CW207 | P337 – If eye irritation persists: P351 – Rinse cautiously with water for several minutes. | Yes
37000 | 5420 | (GDSN LCL for clinicalWarningCode) | ClinicalWarningCode | CW208 | P333 – If skin irritation or rash occurs: P352 – Wash with plenty of soap and water. | P333 – If skin irritation or rash occurs: P352 – Wash with plenty of soap and water. |  | Critical Warnings type | FLD-UDID-212 | ENUM_UDID_CriticalWarnings | CW208 | P333 – If skin irritation or rash occurs: P352 – Wash with plenty of soap and water. | Yes
37040 | 5430 | (GDSN LCL for clinicalWarningCode) | ClinicalWarningCode | CW209 | P333 – If skin irritation or rash occurs: P353 – Rinse skin with water/shower. | P333 – If skin irritation or rash occurs: P353 – Rinse skin with water/shower. |  | Critical Warnings type | FLD-UDID-212 | ENUM_UDID_CriticalWarnings | CW209 | P333 – If skin irritation or rash occurs: P353 – Rinse skin with water/shower. | Yes
37080 | 5440 | (GDSN LCL for clinicalWarningCode) | ClinicalWarningCode | CW210 | P333 – If skin irritation or rash occurs: P360 – Rinse immediately contaminated clothing and skin with plenty of water before removing clothes. | P333 – If skin irritation or rash occurs: P360 – Rinse immediately contaminated clothing and skin with plenty of water before removing clothes. |  | Critical Warnings type | FLD-UDID-212 | ENUM_UDID_CriticalWarnings | CW210 | P333 – If skin irritation or rash occurs: P360 – Rinse immediately contaminated clothing and skin with plenty of water before removing clothes. | Yes
37120 | 5450 | (GDSN LCL for clinicalWarningCode) | ClinicalWarningCode | CW211 | P333 – If skin irritation or rash occurs: P361 – Remove/Take off immediately all contaminated clothing. | P333 – If skin irritation or rash occurs: P361 – Remove/Take off immediately all contaminated clothing. |  | Critical Warnings type | FLD-UDID-212 | ENUM_UDID_CriticalWarnings | CW211 | P333 – If skin irritation or rash occurs: P361 – Remove/Take off immediately all contaminated clothing. | Yes
37160 | 5460 | (GDSN LCL for clinicalWarningCode) | ClinicalWarningCode | CW212 | P333 – If skin irritation or rash occurs: P362 – Take off contaminated clothing and wash before reuse. | P333 – If skin irritation or rash occurs: P362 – Take off contaminated clothing and wash before reuse. |  | Critical Warnings type | FLD-UDID-212 | ENUM_UDID_CriticalWarnings | CW212 | P333 – If skin irritation or rash occurs: P362 – Take off contaminated clothing and wash before reuse. | Yes
37200 | 5470 | (GDSN LCL for clinicalWarningCode) | ClinicalWarningCode | CW213 | P333 – If skin irritation or rash occurs: P363 – Wash contaminated clothing before reuse. | P333 – If skin irritation or rash occurs: P363 – Wash contaminated clothing before reuse. |  | Critical Warnings type | FLD-UDID-212 | ENUM_UDID_CriticalWarnings | CW213 | P333 – If skin irritation or rash occurs: P363 – Wash contaminated clothing before reuse. | Yes
37240 | 5480 | (GDSN LCL for clinicalWarningCode) | ClinicalWarningCode | CW216 | P372 – Explosion risk in case of fire. | P372 – Explosion risk in case of fire. |  | Critical Warnings type | FLD-UDID-212 | ENUM_UDID_CriticalWarnings | CW216 | P372 – Explosion risk in case of fire. | Yes
37280 | 5490 | (GDSN LCL for clinicalWarningCode) | ClinicalWarningCode | CW217 | P373 – DO NOT fight fire when fire reaches explosives. | P373 – DO NOT fight fire when fire reaches explosives. |  | Critical Warnings type | FLD-UDID-212 | ENUM_UDID_CriticalWarnings | CW217 | P373 – DO NOT fight fire when fire reaches explosives. | Yes
37320 | 5500 | (GDSN LCL for clinicalWarningCode) | ClinicalWarningCode | CW218 | P370 – In case of fire: P374 – Fight fire with normal precautions from a reasonable distance. | P370 – In case of fire: P374 – Fight fire with normal precautions from a reasonable distance. |  | Critical Warnings type | FLD-UDID-212 | ENUM_UDID_CriticalWarnings | CW218 | P370 – In case of fire: P374 – Fight fire with normal precautions from a reasonable distance. | Yes
37360 | 5510 | (GDSN LCL for clinicalWarningCode) | ClinicalWarningCode | CW219 | P370 – In case of fire: P375 – Fight fire remotely due to the risk of explosion. | P370 – In case of fire: P375 – Fight fire remotely due to the risk of explosion. |  | Critical Warnings type | FLD-UDID-212 | ENUM_UDID_CriticalWarnings | CW219 | P370 – In case of fire: P375 – Fight fire remotely due to the risk of explosion. | Yes
37400 | 5520 | (GDSN LCL for clinicalWarningCode) | ClinicalWarningCode | CW220 | P376 – Stop leak if safe to do so. | P376 – Stop leak if safe to do so. |  | Critical Warnings type | FLD-UDID-212 | ENUM_UDID_CriticalWarnings | CW220 | P376 – Stop leak if safe to do so. | Yes
37440 | 5530 | (GDSN LCL for clinicalWarningCode) | ClinicalWarningCode | CW221 | P377 – Leaking gas fire: Do not extinguish, unless leak can be stopped safely. | P377 – Leaking gas fire: Do not extinguish, unless leak can be stopped safely. |  | Critical Warnings type | FLD-UDID-212 | ENUM_UDID_CriticalWarnings | CW221 | P377 – Leaking gas fire: Do not extinguish, unless leak can be stopped safely. | Yes
37480 | 5540 | (GDSN LCL for clinicalWarningCode) | ClinicalWarningCode | CW223 | P370 – In case of fire: P380 – Evacuate area. | P370 – In case of fire: P380 – Evacuate area. |  | Critical Warnings type | FLD-UDID-212 | ENUM_UDID_CriticalWarnings | CW223 | P370 – In case of fire: P380 – Evacuate area. | Yes
37520 | 5550 | (GDSN LCL for clinicalWarningCode) | ClinicalWarningCode | CW224 | P370 – In case of fire: P381 – Eliminate all ignition sources if safe to do so. | P370 – In case of fire: P381 – Eliminate all ignition sources if safe to do so. |  | Critical Warnings type | FLD-UDID-212 | ENUM_UDID_CriticalWarnings | CW224 | P370 – In case of fire: P381 – Eliminate all ignition sources if safe to do so. | Yes
37560 | 5560 | (GDSN LCL for clinicalWarningCode) | ClinicalWarningCode | CW225 | P390 – Absorb spillage to prevent material damage. | P390 – Absorb spillage to prevent material damage. |  | Critical Warnings type | FLD-UDID-212 | ENUM_UDID_CriticalWarnings | CW225 | P390 – Absorb spillage to prevent material damage. | Yes
37600 | 5570 | (GDSN LCL for clinicalWarningCode) | ClinicalWarningCode | CW226 | P391 – Collect spillage. | P391 – Collect spillage. |  | Critical Warnings type | FLD-UDID-212 | ENUM_UDID_CriticalWarnings | CW226 | P391 – Collect spillage. | Yes
37640 | 5580 | (GDSN LCL for clinicalWarningCode) | ClinicalWarningCode | CW254 | Do not Use Tap Water | Do not Use Tap Water |  | Critical Warnings type | FLD-UDID-212 | ENUM_UDID_CriticalWarnings | CW254 | Do not Use Tap Water | Yes
37680 | 5590 | (GDSN LCL for clinicalWarningCode) | ClinicalWarningCode | CW255 | Do Not use saliva | Do Not use saliva |  | Critical Warnings type | FLD-UDID-212 | ENUM_UDID_CriticalWarnings | CW255 | Do Not use saliva | Yes
37720 | 5600 | (GDSN LCL for clinicalWarningCode) | ClinicalWarningCode | CW257 | Warning; Crushing of hands | Warning; Crushing of hands |  | Critical Warnings type | FLD-UDID-212 | ENUM_UDID_CriticalWarnings | CW257 | Warning; Crushing of hands | Yes
37760 | 5610 | (GDSN LCL for clinicalWarningCode) | ClinicalWarningCode | CW258 | Warning; Hot surface | Warning; Hot surface |  | Critical Warnings type | FLD-UDID-212 | ENUM_UDID_CriticalWarnings | CW258 | Warning; Hot surface | Yes
37800 | 5620 | (GDSN LCL for clinicalWarningCode) | ClinicalWarningCode | CW259 | Warning; Electricity | Warning; Electricity |  | Critical Warnings type | FLD-UDID-212 | ENUM_UDID_CriticalWarnings | CW259 | Warning; Electricity | Yes
37840 | 5630 | (GDSN LCL for clinicalWarningCode) | ClinicalWarningCode | CW260 | Warning; Counterrotating rollers | Warning; Counterrotating rollers |  | Critical Warnings type | FLD-UDID-212 | ENUM_UDID_CriticalWarnings | CW260 | Warning; Counterrotating rollers | Yes
37880 | 5640 | (GDSN LCL for clinicalWarningCode) | ClinicalWarningCode | CW261 | Warning; Optical radiation | Warning; Optical radiation |  | Critical Warnings type | FLD-UDID-212 | ENUM_UDID_CriticalWarnings | CW261 | Warning; Optical radiation | Yes
37920 | 5650 | (GDSN LCL for clinicalWarningCode) | ClinicalWarningCode | CW262 | Single patient multiple use | Single patient multiple use |  | Critical Warnings type | FLD-UDID-212 | ENUM_UDID_CriticalWarnings | CW262 | Single patient multiple use | Yes
37960 | 5660 | (GDSN LCL for clinicalWarningCode) | ClinicalWarningCode | CW263 | Contains human blood or plasma derivatives | Contains human blood or plasma derivatives |  | Critical Warnings type | FLD-UDID-212 | ENUM_UDID_CriticalWarnings | CW263 | Contains human blood or plasma derivatives | Yes
38000 | 5670 | (GDSN LCL for clinicalWarningCode) | ClinicalWarningCode | CW264 | Contains a medicinal substance | Contains a medicinal substance |  | Critical Warnings type | FLD-UDID-212 | ENUM_UDID_CriticalWarnings | CW264 | Contains a medicinal substance | Yes
38040 | 5680 | (GDSN LCL for clinicalWarningCode) | ClinicalWarningCode | CW265 | Contains hazardous substances | Contains hazardous substances |  | Critical Warnings type | FLD-UDID-212 | ENUM_UDID_CriticalWarnings | CW265 | Contains hazardous substances | Yes
38080 | 5690 | (GDSN LCL for clinicalWarningCode) | ClinicalWarningCode | CW266 | Contains biological material of human origin | Contains biological material of human origin |  | Critical Warnings type | FLD-UDID-212 | ENUM_UDID_CriticalWarnings | CW266 | Contains biological material of human origin | Yes
38120 | 5700 | (GDSN LCL for clinicalWarningCode) | ClinicalWarningCode | CW267 | Contains biological material of animal origin | Contains biological material of animal origin |  | Critical Warnings type | FLD-UDID-212 | ENUM_UDID_CriticalWarnings | CW267 | Contains biological material of animal origin | Yes
38160 | 5710 | (GDSN LCL for clinicalWarningCode) | ClinicalWarningCode | CW268 | H229 Pressurized container: may burst if heated | H229 Pressurized container: may burst if heated |  | Critical Warnings type | FLD-UDID-212 | ENUM_UDID_CriticalWarnings | CW268 | H229 Pressurized container: may burst if heated | Yes
38200 | 5720 | (GDSN LCL for clinicalWarningCode) | ClinicalWarningCode | CW269 | H230 May react explosively even in the absence of air | H230 May react explosively even in the absence of air |  | Critical Warnings type | FLD-UDID-212 | ENUM_UDID_CriticalWarnings | CW269 | H230 May react explosively even in the absence of air | Yes
38240 | 5730 | (GDSN LCL for clinicalWarningCode) | ClinicalWarningCode | CW270 | H231 May react explosively even in the absence of air at elevated pressure and/or temperature | H231 May react explosively even in the absence of air at elevated pressure and/or temperature |  | Critical Warnings type | FLD-UDID-212 | ENUM_UDID_CriticalWarnings | CW270 | H231 May react explosively even in the absence of air at elevated pressure and/or temperature | Yes
38280 | 5740 | (GDSN LCL for clinicalWarningCode) | ClinicalWarningCode | CW271 | H420 Harms public health and the environment by destroying ozone in the upper atmosphere | H420 Harms public health and the environment by destroying ozone in the upper atmosphere |  | Critical Warnings type | FLD-UDID-212 | ENUM_UDID_CriticalWarnings | CW271 | H420 Harms public health and the environment by destroying ozone in the upper atmosphere | Yes
38320 | 5750 | (GDSN LCL for clinicalWarningCode) | ClinicalWarningCode | CW272 | P364 And wash it before reuse. | P364 And wash it before reuse. |  | Critical Warnings type | FLD-UDID-212 | ENUM_UDID_CriticalWarnings | CW272 | P364 And wash it before reuse. | Yes
38360 | 5760 | (GDSN LCL for clinicalWarningCode) | ClinicalWarningCode | CW273 | Caution, risk of electric shock | Caution, risk of electric shock |  | Critical Warnings type | FLD-UDID-212 | ENUM_UDID_CriticalWarnings | CW273 | Caution, risk of electric shock | Yes
38400 | 5770 | (GDSN LCL for clinicalWarningCode) | ClinicalWarningCode | CW274 | Non-ionizing electromagnetic radiation | Non-ionizing electromagnetic radiation |  | Critical Warnings type | FLD-UDID-212 | ENUM_UDID_CriticalWarnings | CW274 | Non-ionizing electromagnetic radiation | Yes
38440 | 5780 | (GDSN LCL for clinicalWarningCode) | ClinicalWarningCode | CW275 | Ask your pharmacist or doctor for advice before using or taking the product (e.g. if pregnant or breastfeeding) | Ask your pharmacist or doctor for advice before using or taking the product (e.g. if pregnant or breastfeeding) |  | Critical Warnings type | FLD-UDID-212 | ENUM_UDID_CriticalWarnings | CW275 | Ask your pharmacist or doctor for advice before using or taking the product (e.g. if pregnant or breastfeeding) | Yes
38480 | 5790 | (GDSN LCL for clinicalWarningCode) | ClinicalWarningCode | CW276 | Potential Interactions with other products (e.g. medicines, food) | Potential Interactions with other products (e.g. medicines, food) |  | Critical Warnings type | FLD-UDID-212 | ENUM_UDID_CriticalWarnings | CW276 | Potential Interactions with other products (e.g. medicines, food) | Yes
38520 | 5800 | (GDSN LCL for clinicalWarningCode) | ClinicalWarningCode | CW277 | If any symptoms are troublesome or last more than a few days or if you notice any side effects not mentioned, please inform your doctor or pharmacist | If any symptoms are troublesome or last more than a few days or if you notice any side effects not mentioned, please inform your doctor or pharmacist |  | Critical Warnings type | FLD-UDID-212 | ENUM_UDID_CriticalWarnings | CW277 | If any symptoms are troublesome or last more than a few days or if you notice any side effects not mentioned, please inform your doctor or pharmacist | Yes
38560 | 5810 | (GDSN LCL for clinicalWarningCode) | ClinicalWarningCode | CW278 | Avoid contact with non-sterile water | Avoid contact with non-sterile water |  | Critical Warnings type | FLD-UDID-212 | ENUM_UDID_CriticalWarnings | CW278 | Avoid contact with non-sterile water | Yes
38600 | 5820 | (GDSN LCL for clinicalWarningCode) | ClinicalWarningCode | CW279 | P337 – If eye irritation persists: P310 – Immediately call a POISON CENTER or doctor/physician. | P337 – If eye irritation persists: P310 – Immediately call a POISON CENTER or doctor/physician. |  | Critical Warnings type | FLD-UDID-212 | ENUM_UDID_CriticalWarnings | CW279 | P337 – If eye irritation persists: P310 – Immediately call a POISON CENTER or doctor/physician. | Yes
38640 | 5830 | (GDSN LCL for clinicalWarningCode) | ClinicalWarningCode | CW280 | P332 – If skin irritation occurs: P310 – Immediately call a POISON CENTER or doctor/physician. | P332 – If skin irritation occurs: P310 – Immediately call a POISON CENTER or doctor/physician. |  | Critical Warnings type | FLD-UDID-212 | ENUM_UDID_CriticalWarnings | CW280 | P332 – If skin irritation occurs: P310 – Immediately call a POISON CENTER or doctor/physician. | Yes
38680 | 5840 | (GDSN LCL for clinicalWarningCode) | ClinicalWarningCode | CW281 | P333 – If skin irritation or rash occurs: P310 – Immediately call a POISON CENTER or doctor/physician. | P333 – If skin irritation or rash occurs: P310 – Immediately call a POISON CENTER or doctor/physician. |  | Critical Warnings type | FLD-UDID-212 | ENUM_UDID_CriticalWarnings | CW281 | P333 – If skin irritation or rash occurs: P310 – Immediately call a POISON CENTER or doctor/physician. | Yes
38720 | 5850 | (GDSN LCL for clinicalWarningCode) | ClinicalWarningCode | CW282 | P337 – If eye irritation persists: P311 – Call a POISON CENTER or doctor/physician. | P337 – If eye irritation persists: P311 – Call a POISON CENTER or doctor/physician. |  | Critical Warnings type | FLD-UDID-212 | ENUM_UDID_CriticalWarnings | CW282 | P337 – If eye irritation persists: P311 – Call a POISON CENTER or doctor/physician. | Yes
38760 | 5860 | (GDSN LCL for clinicalWarningCode) | ClinicalWarningCode | CW283 | P332 – If skin irritation occurs: P311 – Call a POISON CENTER or doctor/physician. | P332 – If skin irritation occurs: P311 – Call a POISON CENTER or doctor/physician. |  | Critical Warnings type | FLD-UDID-212 | ENUM_UDID_CriticalWarnings | CW283 | P332 – If skin irritation occurs: P311 – Call a POISON CENTER or doctor/physician. | Yes
38800 | 5870 | (GDSN LCL for clinicalWarningCode) | ClinicalWarningCode | CW284 | P333 – If skin irritation or rash occurs: P311 – Call a POISON CENTER or doctor/physician. | P333 – If skin irritation or rash occurs: P311 – Call a POISON CENTER or doctor/physician. |  | Critical Warnings type | FLD-UDID-212 | ENUM_UDID_CriticalWarnings | CW284 | P333 – If skin irritation or rash occurs: P311 – Call a POISON CENTER or doctor/physician. | Yes
38840 | 5880 | (GDSN LCL for clinicalWarningCode) | ClinicalWarningCode | CW285 | P301 – IF SWALLOWED: P311 – Call a POISON CENTER or doctor/physician. | P301 – IF SWALLOWED: P311 – Call a POISON CENTER or doctor/physician. |  | Critical Warnings type | FLD-UDID-212 | ENUM_UDID_CriticalWarnings | CW285 | P301 – IF SWALLOWED: P311 – Call a POISON CENTER or doctor/physician. | Yes
38880 | 5890 | (GDSN LCL for clinicalWarningCode) | ClinicalWarningCode | CW286 | P302 – IF ON SKIN: P311 – Call a POISON CENTER or doctor/physician. | P302 – IF ON SKIN: P311 – Call a POISON CENTER or doctor/physician. |  | Critical Warnings type | FLD-UDID-212 | ENUM_UDID_CriticalWarnings | CW286 | P302 – IF ON SKIN: P311 – Call a POISON CENTER or doctor/physician. | Yes
38920 | 5900 | (GDSN LCL for clinicalWarningCode) | ClinicalWarningCode | CW287 | P303 – IF ON SKIN (or hair): P311 – Call a POISON CENTER or doctor/physician. | P303 – IF ON SKIN (or hair): P311 – Call a POISON CENTER or doctor/physician. |  | Critical Warnings type | FLD-UDID-212 | ENUM_UDID_CriticalWarnings | CW287 | P303 – IF ON SKIN (or hair): P311 – Call a POISON CENTER or doctor/physician. | Yes
38960 | 5910 | (GDSN LCL for clinicalWarningCode) | ClinicalWarningCode | CW288 | P304 – IF INHALED: P311 – Call a POISON CENTER or doctor/physician. | P304 – IF INHALED: P311 – Call a POISON CENTER or doctor/physician. |  | Critical Warnings type | FLD-UDID-212 | ENUM_UDID_CriticalWarnings | CW288 | P304 – IF INHALED: P311 – Call a POISON CENTER or doctor/physician. | Yes
39000 | 5920 | (GDSN LCL for clinicalWarningCode) | ClinicalWarningCode | CW289 | P305 – IF IN EYES: P311 – Call a POISON CENTER or doctor/physician. | P305 – IF IN EYES: P311 – Call a POISON CENTER or doctor/physician. |  | Critical Warnings type | FLD-UDID-212 | ENUM_UDID_CriticalWarnings | CW289 | P305 – IF IN EYES: P311 – Call a POISON CENTER or doctor/physician. | Yes
39040 | 5930 | (GDSN LCL for clinicalWarningCode) | ClinicalWarningCode | CW290 | P307 – IF exposed: P311 – Call a POISON CENTER or doctor/physician.. | P307 – IF exposed: P311 – Call a POISON CENTER or doctor/physician.. |  | Critical Warnings type | FLD-UDID-212 | ENUM_UDID_CriticalWarnings | CW290 | P307 – IF exposed: P311 – Call a POISON CENTER or doctor/physician. | Yes
39080 | 5940 | (GDSN LCL for clinicalWarningCode) | ClinicalWarningCode | CW291 | P308 – IF exposed or concerned: P311 – Call a POISON CENTER or doctor/physician. | P308 – IF exposed or concerned: P311 – Call a POISON CENTER or doctor/physician. |  | Critical Warnings type | FLD-UDID-212 | ENUM_UDID_CriticalWarnings | CW291 | P308 – IF exposed or concerned: P311 – Call a POISON CENTER or doctor/physician. | Yes
39120 | 5950 | (GDSN LCL for clinicalWarningCode) | ClinicalWarningCode | CW292 | P309 – IF exposed or if you feel unwell: P311 – Call a POISON CENTER or doctor/physician.. | P309 – IF exposed or if you feel unwell: P311 – Call a POISON CENTER or doctor/physician.. |  | Critical Warnings type | FLD-UDID-212 | ENUM_UDID_CriticalWarnings | CW292 | P309 – IF exposed or if you feel unwell: P311 – Call a POISON CENTER or doctor/physician. | Yes
39160 | 5960 | (GDSN LCL for clinicalWarningCode) | ClinicalWarningCode | CW293 | P337 – If eye irritation persists: P312 – Call a POISON CENTER or doctor/physician if you feel unwell. | P337 – If eye irritation persists: P312 – Call a POISON CENTER or doctor/physician if you feel unwell. |  | Critical Warnings type | FLD-UDID-212 | ENUM_UDID_CriticalWarnings | CW293 | P337 – If eye irritation persists: P312 – Call a POISON CENTER or doctor/physician if you feel unwell. | Yes
39200 | 5970 | (GDSN LCL for clinicalWarningCode) | ClinicalWarningCode | CW294 | P332 – If skin irritation occurs: P312 – Call a POISON CENTER or doctor/physician if you feel unwell. | P332 – If skin irritation occurs: P312 – Call a POISON CENTER or doctor/physician if you feel unwell. |  | Critical Warnings type | FLD-UDID-212 | ENUM_UDID_CriticalWarnings | CW294 | P332 – If skin irritation occurs: P312 – Call a POISON CENTER or doctor/physician if you feel unwell. | Yes
39240 | 5980 | (GDSN LCL for clinicalWarningCode) | ClinicalWarningCode | CW295 | P333 – If skin irritation or rash occurs: P312 – Call a POISON CENTER or doctor/physician if you feel unwell. | P333 – If skin irritation or rash occurs: P312 – Call a POISON CENTER or doctor/physician if you feel unwell. |  | Critical Warnings type | FLD-UDID-212 | ENUM_UDID_CriticalWarnings | CW295 | P333 – If skin irritation or rash occurs: P312 – Call a POISON CENTER or doctor/physician if you feel unwell. | Yes
39280 | 5990 | (GDSN LCL for clinicalWarningCode) | ClinicalWarningCode | CW296 | P301 – IF SWALLOWED: P312 – Call a POISON CENTER or doctor/physician if you feel unwell. | P301 – IF SWALLOWED: P312 – Call a POISON CENTER or doctor/physician if you feel unwell. |  | Critical Warnings type | FLD-UDID-212 | ENUM_UDID_CriticalWarnings | CW296 | P301 – IF SWALLOWED: P312 – Call a POISON CENTER or doctor/physician if you feel unwell. | Yes
39320 | 6000 | (GDSN LCL for clinicalWarningCode) | ClinicalWarningCode | CW297 | P302 – IF ON SKIN: P312 – Call a POISON CENTER or doctor/physician if you feel unwell. | P302 – IF ON SKIN: P312 – Call a POISON CENTER or doctor/physician if you feel unwell. |  | Critical Warnings type | FLD-UDID-212 | ENUM_UDID_CriticalWarnings | CW297 | P302 – IF ON SKIN: P312 – Call a POISON CENTER or doctor/physician if you feel unwell. | Yes
39360 | 6010 | (GDSN LCL for clinicalWarningCode) | ClinicalWarningCode | CW298 | P303 – IF ON SKIN (or hair): P312 – Call a POISON CENTER or doctor/physician if you feel unwell. | P303 – IF ON SKIN (or hair): P312 – Call a POISON CENTER or doctor/physician if you feel unwell. |  | Critical Warnings type | FLD-UDID-212 | ENUM_UDID_CriticalWarnings | CW298 | P303 – IF ON SKIN (or hair): P312 – Call a POISON CENTER or doctor/physician if you feel unwell. | Yes
39400 | 6020 | (GDSN LCL for clinicalWarningCode) | ClinicalWarningCode | CW299 | P304 – IF INHALED: P312 – Call a POISON CENTER or doctor/physician if you feel unwell. | P304 – IF INHALED: P312 – Call a POISON CENTER or doctor/physician if you feel unwell. |  | Critical Warnings type | FLD-UDID-212 | ENUM_UDID_CriticalWarnings | CW299 | P304 – IF INHALED: P312 – Call a POISON CENTER or doctor/physician if you feel unwell. | Yes
39440 | 6030 | (GDSN LCL for clinicalWarningCode) | ClinicalWarningCode | CW300 | P305 – IF IN EYES: P312 – Call a POISON CENTER or doctor/physician if you feel unwell. | P305 – IF IN EYES: P312 – Call a POISON CENTER or doctor/physician if you feel unwell. |  | Critical Warnings type | FLD-UDID-212 | ENUM_UDID_CriticalWarnings | CW300 | P305 – IF IN EYES: P312 – Call a POISON CENTER or doctor/physician if you feel unwell. | Yes
39480 | 6040 | (GDSN LCL for clinicalWarningCode) | ClinicalWarningCode | CW301 | P307 – IF exposed: P312 – Call a POISON CENTER or doctor/physician if you feel unwell. | P307 – IF exposed: P312 – Call a POISON CENTER or doctor/physician if you feel unwell. |  | Critical Warnings type | FLD-UDID-212 | ENUM_UDID_CriticalWarnings | CW301 | P307 – IF exposed: P312 – Call a POISON CENTER or doctor/physician if you feel unwell. | Yes
39520 | 6050 | (GDSN LCL for clinicalWarningCode) | ClinicalWarningCode | CW302 | P308 – IF exposed or concerned: P312 – Call a POISON CENTER or doctor/physician if you feel unwell. | P308 – IF exposed or concerned: P312 – Call a POISON CENTER or doctor/physician if you feel unwell. |  | Critical Warnings type | FLD-UDID-212 | ENUM_UDID_CriticalWarnings | CW302 | P308 – IF exposed or concerned: P312 – Call a POISON CENTER or doctor/physician if you feel unwell. | Yes
39560 | 6060 | (GDSN LCL for clinicalWarningCode) | ClinicalWarningCode | CW303 | P309 – IF exposed or if you feel unwell: P312 – Call a POISON CENTER or doctor/physician if you feel unwell. | P309 – IF exposed or if you feel unwell: P312 – Call a POISON CENTER or doctor/physician if you feel unwell. |  | Critical Warnings type | FLD-UDID-212 | ENUM_UDID_CriticalWarnings | CW303 | P309 – IF exposed or if you feel unwell: P312 – Call a POISON CENTER or doctor/physician if you feel unwell. | Yes
39600 | 6070 | (GDSN LCL for clinicalWarningCode) | ClinicalWarningCode | CW304 | P337 – If eye irritation persists: P313 – Get medical advice/attention. | P337 – If eye irritation persists: P313 – Get medical advice/attention. |  | Critical Warnings type | FLD-UDID-212 | ENUM_UDID_CriticalWarnings | CW304 | P337 – If eye irritation persists: P313 – Get medical advice/attention. | Yes
39640 | 6080 | (GDSN LCL for clinicalWarningCode) | ClinicalWarningCode | CW305 | P332 – If skin irritation occurs: P313 – Get medical advice/attention. | P332 – If skin irritation occurs: P313 – Get medical advice/attention. |  | Critical Warnings type | FLD-UDID-212 | ENUM_UDID_CriticalWarnings | CW305 | P332 – If skin irritation occurs: P313 – Get medical advice/attention. | Yes
39680 | 6090 | (GDSN LCL for clinicalWarningCode) | ClinicalWarningCode | CW306 | P333 – If skin irritation or rash occurs: P313 – Get medical advice/attention. | P333 – If skin irritation or rash occurs: P313 – Get medical advice/attention. |  | Critical Warnings type | FLD-UDID-212 | ENUM_UDID_CriticalWarnings | CW306 | P333 – If skin irritation or rash occurs: P313 – Get medical advice/attention. | Yes
39720 | 6100 | (GDSN LCL for clinicalWarningCode) | ClinicalWarningCode | CW307 | P301 – IF SWALLOWED: P313 – Get medical advice/attention. | P301 – IF SWALLOWED: P313 – Get medical advice/attention. |  | Critical Warnings type | FLD-UDID-212 | ENUM_UDID_CriticalWarnings | CW307 | P301 – IF SWALLOWED: P313 – Get medical advice/attention. | Yes
39760 | 6110 | (GDSN LCL for clinicalWarningCode) | ClinicalWarningCode | CW308 | P302 – IF ON SKIN: P313 – Get medical advice/attention. | P302 – IF ON SKIN: P313 – Get medical advice/attention. |  | Critical Warnings type | FLD-UDID-212 | ENUM_UDID_CriticalWarnings | CW308 | P302 – IF ON SKIN: P313 – Get medical advice/attention. | Yes
39800 | 6120 | (GDSN LCL for clinicalWarningCode) | ClinicalWarningCode | CW309 | P303 – IF ON SKIN (or hair): P313 – Get medical advice/attention. | P303 – IF ON SKIN (or hair): P313 – Get medical advice/attention. |  | Critical Warnings type | FLD-UDID-212 | ENUM_UDID_CriticalWarnings | CW309 | P303 – IF ON SKIN (or hair): P313 – Get medical advice/attention. | Yes
39840 | 6130 | (GDSN LCL for clinicalWarningCode) | ClinicalWarningCode | CW310 | P304 – IF INHALED: P313 – Get medical advice/attention. | P304 – IF INHALED: P313 – Get medical advice/attention. |  | Critical Warnings type | FLD-UDID-212 | ENUM_UDID_CriticalWarnings | CW310 | P304 – IF INHALED: P313 – Get medical advice/attention. | Yes
39880 | 6140 | (GDSN LCL for clinicalWarningCode) | ClinicalWarningCode | CW311 | P305 – IF IN EYES: P313 – Get medical advice/attention. | P305 – IF IN EYES: P313 – Get medical advice/attention. |  | Critical Warnings type | FLD-UDID-212 | ENUM_UDID_CriticalWarnings | CW311 | P305 – IF IN EYES: P313 – Get medical advice/attention. | Yes
39920 | 6150 | (GDSN LCL for clinicalWarningCode) | ClinicalWarningCode | CW312 | P307 – IF exposed: P313 – Get medical advice/attention. | P307 – IF exposed: P313 – Get medical advice/attention. |  | Critical Warnings type | FLD-UDID-212 | ENUM_UDID_CriticalWarnings | CW312 | P307 – IF exposed: P313 – Get medical advice/attention. | Yes
39960 | 6160 | (GDSN LCL for clinicalWarningCode) | ClinicalWarningCode | CW313 | P308 – IF exposed or concerned: P313 – Get medical advice/attention. | P308 – IF exposed or concerned: P313 – Get medical advice/attention. |  | Critical Warnings type | FLD-UDID-212 | ENUM_UDID_CriticalWarnings | CW313 | P308 – IF exposed or concerned: P313 – Get medical advice/attention. | Yes
40000 | 6170 | (GDSN LCL for clinicalWarningCode) | ClinicalWarningCode | CW314 | P309 – IF exposed or if you feel unwell: P313 – Get medical advice/attention. | P309 – IF exposed or if you feel unwell: P313 – Get medical advice/attention. |  | Critical Warnings type | FLD-UDID-212 | ENUM_UDID_CriticalWarnings | CW314 | P309 – IF exposed or if you feel unwell: P313 – Get medical advice/attention. | Yes
40040 | 6180 | (GDSN LCL for clinicalWarningCode) | ClinicalWarningCode | CW315 | P337 – If eye irritation persists: P314 – Get medical advice/attention if you feel unwell. | P337 – If eye irritation persists: P314 – Get medical advice/attention if you feel unwell. |  | Critical Warnings type | FLD-UDID-212 | ENUM_UDID_CriticalWarnings | CW315 | P337 – If eye irritation persists: P314 – Get medical advice/attention if you feel unwell. | Yes
40080 | 6190 | (GDSN LCL for clinicalWarningCode) | ClinicalWarningCode | CW316 | P332 – If skin irritation occurs: P314 – Get medical advice/attention if you feel unwell. | P332 – If skin irritation occurs: P314 – Get medical advice/attention if you feel unwell. |  | Critical Warnings type | FLD-UDID-212 | ENUM_UDID_CriticalWarnings | CW316 | P332 – If skin irritation occurs: P314 – Get medical advice/attention if you feel unwell. | Yes
40120 | 6200 | (GDSN LCL for clinicalWarningCode) | ClinicalWarningCode | CW317 | P333 – If skin irritation or rash occurs: P314 – Get medical advice/attention if you feel unwell. | P333 – If skin irritation or rash occurs: P314 – Get medical advice/attention if you feel unwell. |  | Critical Warnings type | FLD-UDID-212 | ENUM_UDID_CriticalWarnings | CW317 | P333 – If skin irritation or rash occurs: P314 – Get medical advice/attention if you feel unwell. | Yes
40160 | 6210 | (GDSN LCL for clinicalWarningCode) | ClinicalWarningCode | CW318 | P301 – IF SWALLOWED: P314 – Get medical advice/attention if you feel unwell. | P301 – IF SWALLOWED: P314 – Get medical advice/attention if you feel unwell. |  | Critical Warnings type | FLD-UDID-212 | ENUM_UDID_CriticalWarnings | CW318 | P301 – IF SWALLOWED: P314 – Get medical advice/attention if you feel unwell. | Yes
40200 | 6220 | (GDSN LCL for clinicalWarningCode) | ClinicalWarningCode | CW319 | P302 – IF ON SKIN: P314 – Get medical advice/attention if you feel unwell. | P302 – IF ON SKIN: P314 – Get medical advice/attention if you feel unwell. |  | Critical Warnings type | FLD-UDID-212 | ENUM_UDID_CriticalWarnings | CW319 | P302 – IF ON SKIN: P314 – Get medical advice/attention if you feel unwell. | Yes
40240 | 6230 | (GDSN LCL for clinicalWarningCode) | ClinicalWarningCode | CW320 | P303 – IF ON SKIN (or hair): P314 – Get medical advice/attention if you feel unwell. | P303 – IF ON SKIN (or hair): P314 – Get medical advice/attention if you feel unwell. |  | Critical Warnings type | FLD-UDID-212 | ENUM_UDID_CriticalWarnings | CW320 | P303 – IF ON SKIN (or hair): P314 – Get medical advice/attention if you feel unwell. | Yes
40280 | 6240 | (GDSN LCL for clinicalWarningCode) | ClinicalWarningCode | CW321 | P304 – IF INHALED: P314 – Get medical advice/attention if you feel unwell. | P304 – IF INHALED: P314 – Get medical advice/attention if you feel unwell. |  | Critical Warnings type | FLD-UDID-212 | ENUM_UDID_CriticalWarnings | CW321 | P304 – IF INHALED: P314 – Get medical advice/attention if you feel unwell. | Yes
40320 | 6250 | (GDSN LCL for clinicalWarningCode) | ClinicalWarningCode | CW322 | P305 – IF IN EYES: P314 – Get medical advice/attention if you feel unwell. | P305 – IF IN EYES: P314 – Get medical advice/attention if you feel unwell. |  | Critical Warnings type | FLD-UDID-212 | ENUM_UDID_CriticalWarnings | CW322 | P305 – IF IN EYES: P314 – Get medical advice/attention if you feel unwell. | Yes
40360 | 6260 | (GDSN LCL for clinicalWarningCode) | ClinicalWarningCode | CW323 | P306 – IF ON CLOTHING: P314 – Get medical advice/attention if you feel unwell. | P306 – IF ON CLOTHING: P314 – Get medical advice/attention if you feel unwell. |  | Critical Warnings type | FLD-UDID-212 | ENUM_UDID_CriticalWarnings | CW323 | P306 – IF ON CLOTHING: P314 – Get medical advice/attention if you feel unwell. | Yes
40400 | 6270 | (GDSN LCL for clinicalWarningCode) | ClinicalWarningCode | CW324 | P307 – IF exposed: P314 – Get medical advice/attention if you feel unwell. | P307 – IF exposed: P314 – Get medical advice/attention if you feel unwell. |  | Critical Warnings type | FLD-UDID-212 | ENUM_UDID_CriticalWarnings | CW324 | P307 – IF exposed: P314 – Get medical advice/attention if you feel unwell. | Yes
40440 | 6280 | (GDSN LCL for clinicalWarningCode) | ClinicalWarningCode | CW325 | P308 – IF exposed or concerned: P314 – Get medical advice/attention if you feel unwell. | P308 – IF exposed or concerned: P314 – Get medical advice/attention if you feel unwell. |  | Critical Warnings type | FLD-UDID-212 | ENUM_UDID_CriticalWarnings | CW325 | P308 – IF exposed or concerned: P314 – Get medical advice/attention if you feel unwell. | Yes
40480 | 6290 | (GDSN LCL for clinicalWarningCode) | ClinicalWarningCode | CW326 | P309 – IF exposed or if you feel unwell: P314 – Get medical advice/attention if you feel unwell. | P309 – IF exposed or if you feel unwell: P314 – Get medical advice/attention if you feel unwell. |  | Critical Warnings type | FLD-UDID-212 | ENUM_UDID_CriticalWarnings | CW326 | P309 – IF exposed or if you feel unwell: P314 – Get medical advice/attention if you feel unwell. | Yes
40520 | 6300 | (GDSN LCL for clinicalWarningCode) | ClinicalWarningCode | CW327 | P337 – If eye irritation persists: P315 – Get immediate medical advice/attention. | P337 – If eye irritation persists: P315 – Get immediate medical advice/attention. |  | Critical Warnings type | FLD-UDID-212 | ENUM_UDID_CriticalWarnings | CW327 | P337 – If eye irritation persists: P315 – Get immediate medical advice/attention. | Yes
40560 | 6310 | (GDSN LCL for clinicalWarningCode) | ClinicalWarningCode | CW328 | P332 – If skin irritation occurs: P315 – Get immediate medical advice/attention. | P332 – If skin irritation occurs: P315 – Get immediate medical advice/attention. |  | Critical Warnings type | FLD-UDID-212 | ENUM_UDID_CriticalWarnings | CW328 | P332 – If skin irritation occurs: P315 – Get immediate medical advice/attention. | Yes
40600 | 6320 | (GDSN LCL for clinicalWarningCode) | ClinicalWarningCode | CW329 | P333 – If skin irritation or rash occurs: P315 – Get immediate medical advice/attention. | P333 – If skin irritation or rash occurs: P315 – Get immediate medical advice/attention. |  | Critical Warnings type | FLD-UDID-212 | ENUM_UDID_CriticalWarnings | CW329 | P333 – If skin irritation or rash occurs: P315 – Get immediate medical advice/attention. | Yes
40640 | 6330 | (GDSN LCL for clinicalWarningCode) | ClinicalWarningCode | CW330 | P301 – IF SWALLOWED: P315 – Get immediate medical advice/attention. | P301 – IF SWALLOWED: P315 – Get immediate medical advice/attention. |  | Critical Warnings type | FLD-UDID-212 | ENUM_UDID_CriticalWarnings | CW330 | P301 – IF SWALLOWED: P315 – Get immediate medical advice/attention. | Yes
40680 | 6340 | (GDSN LCL for clinicalWarningCode) | ClinicalWarningCode | CW331 | P302 – IF ON SKIN: P315 – Get immediate medical advice/attention. | P302 – IF ON SKIN: P315 – Get immediate medical advice/attention. |  | Critical Warnings type | FLD-UDID-212 | ENUM_UDID_CriticalWarnings | CW331 | P302 – IF ON SKIN: P315 – Get immediate medical advice/attention. | Yes
40720 | 6350 | (GDSN LCL for clinicalWarningCode) | ClinicalWarningCode | CW332 | P303 – IF ON SKIN (or hair): P315 – Get immediate medical advice/attention. | P303 – IF ON SKIN (or hair): P315 – Get immediate medical advice/attention. |  | Critical Warnings type | FLD-UDID-212 | ENUM_UDID_CriticalWarnings | CW332 | P303 – IF ON SKIN (or hair): P315 – Get immediate medical advice/attention. | Yes
40760 | 6360 | (GDSN LCL for clinicalWarningCode) | ClinicalWarningCode | CW333 | P304 – IF INHALED: P315 – Get immediate medical advice/attention. | P304 – IF INHALED: P315 – Get immediate medical advice/attention. |  | Critical Warnings type | FLD-UDID-212 | ENUM_UDID_CriticalWarnings | CW333 | P304 – IF INHALED: P315 – Get immediate medical advice/attention. | Yes
40800 | 6370 | (GDSN LCL for clinicalWarningCode) | ClinicalWarningCode | CW334 | P305 – IF IN EYES: P315 – Get immediate medical advice/attention. | P305 – IF IN EYES: P315 – Get immediate medical advice/attention. |  | Critical Warnings type | FLD-UDID-212 | ENUM_UDID_CriticalWarnings | CW334 | P305 – IF IN EYES: P315 – Get immediate medical advice/attention. | Yes
40840 | 6380 | (GDSN LCL for clinicalWarningCode) | ClinicalWarningCode | CW335 | P307 – IF exposed: P315 – Get immediate medical advice/attention. | P307 – IF exposed: P315 – Get immediate medical advice/attention. |  | Critical Warnings type | FLD-UDID-212 | ENUM_UDID_CriticalWarnings | CW335 | P307 – IF exposed: P315 – Get immediate medical advice/attention. | Yes
40880 | 6390 | (GDSN LCL for clinicalWarningCode) | ClinicalWarningCode | CW336 | P308 – IF exposed or concerned: P315 – Get immediate medical advice/attention. | P308 – IF exposed or concerned: P315 – Get immediate medical advice/attention. |  | Critical Warnings type | FLD-UDID-212 | ENUM_UDID_CriticalWarnings | CW336 | P308 – IF exposed or concerned: P315 – Get immediate medical advice/attention. | Yes
40920 | 6400 | (GDSN LCL for clinicalWarningCode) | ClinicalWarningCode | CW337 | P309 – IF exposed or if you feel unwell: P315 – Get immediate medical advice/attention. | P309 – IF exposed or if you feel unwell: P315 – Get immediate medical advice/attention. |  | Critical Warnings type | FLD-UDID-212 | ENUM_UDID_CriticalWarnings | CW337 | P309 – IF exposed or if you feel unwell: P315 – Get immediate medical advice/attention. | Yes
40960 | 6410 | (GDSN LCL for clinicalWarningCode) | ClinicalWarningCode | CW338 | P337 – If eye irritation persists: P320 – Specific treatment is urgent (see on this label). | P337 – If eye irritation persists: P320 – Specific treatment is urgent (see on this label). |  | Critical Warnings type | FLD-UDID-212 | ENUM_UDID_CriticalWarnings | CW338 | P337 – If eye irritation persists: P320 – Specific treatment is urgent (see on this label). | Yes
41000 | 6420 | (GDSN LCL for clinicalWarningCode) | ClinicalWarningCode | CW339 | P332 – If skin irritation occurs: P320 – Specific treatment is urgent (see on this label). | P332 – If skin irritation occurs: P320 – Specific treatment is urgent (see on this label). |  | Critical Warnings type | FLD-UDID-212 | ENUM_UDID_CriticalWarnings | CW339 | P332 – If skin irritation occurs: P320 – Specific treatment is urgent (see on this label). | Yes
41040 | 6430 | (GDSN LCL for clinicalWarningCode) | ClinicalWarningCode | CW340 | P333 – If skin irritation or rash occurs: P320 – Specific treatment is urgent (see on this label). | P333 – If skin irritation or rash occurs: P320 – Specific treatment is urgent (see on this label). |  | Critical Warnings type | FLD-UDID-212 | ENUM_UDID_CriticalWarnings | CW340 | P333 – If skin irritation or rash occurs: P320 – Specific treatment is urgent (see on this label). | Yes
41080 | 6440 | (GDSN LCL for clinicalWarningCode) | ClinicalWarningCode | CW341 | P301 – IF SWALLOWED: P320 – Specific treatment is urgent (see on this label). | P301 – IF SWALLOWED: P320 – Specific treatment is urgent (see on this label). |  | Critical Warnings type | FLD-UDID-212 | ENUM_UDID_CriticalWarnings | CW341 | P301 – IF SWALLOWED: P320 – Specific treatment is urgent (see on this label). | Yes
41120 | 6450 | (GDSN LCL for clinicalWarningCode) | ClinicalWarningCode | CW342 | P302 – IF ON SKIN: P320 – Specific treatment is urgent (see on this label). | P302 – IF ON SKIN: P320 – Specific treatment is urgent (see on this label). |  | Critical Warnings type | FLD-UDID-212 | ENUM_UDID_CriticalWarnings | CW342 | P302 – IF ON SKIN: P320 – Specific treatment is urgent (see on this label). | Yes
41160 | 6460 | (GDSN LCL for clinicalWarningCode) | ClinicalWarningCode | CW343 | P303 – IF ON SKIN (or hair): P320 – Specific treatment is urgent (see on this label). | P303 – IF ON SKIN (or hair): P320 – Specific treatment is urgent (see on this label). |  | Critical Warnings type | FLD-UDID-212 | ENUM_UDID_CriticalWarnings | CW343 | P303 – IF ON SKIN (or hair): P320 – Specific treatment is urgent (see on this label). | Yes
41200 | 6470 | (GDSN LCL for clinicalWarningCode) | ClinicalWarningCode | CW344 | P304 – IF INHALED: P320 – Specific treatment is urgent (see on this label). | P304 – IF INHALED: P320 – Specific treatment is urgent (see on this label). |  | Critical Warnings type | FLD-UDID-212 | ENUM_UDID_CriticalWarnings | CW344 | P304 – IF INHALED: P320 – Specific treatment is urgent (see on this label). | Yes
41240 | 6480 | (GDSN LCL for clinicalWarningCode) | ClinicalWarningCode | CW345 | P305 – IF IN EYES: P320 – Specific treatment is urgent (see on this label). | P305 – IF IN EYES: P320 – Specific treatment is urgent (see on this label). |  | Critical Warnings type | FLD-UDID-212 | ENUM_UDID_CriticalWarnings | CW345 | P305 – IF IN EYES: P320 – Specific treatment is urgent (see on this label). | Yes
41280 | 6490 | (GDSN LCL for clinicalWarningCode) | ClinicalWarningCode | CW346 | P306 – IF ON CLOTHING: P320 – Specific treatment is urgent (see on this label). | P306 – IF ON CLOTHING: P320 – Specific treatment is urgent (see on this label). |  | Critical Warnings type | FLD-UDID-212 | ENUM_UDID_CriticalWarnings | CW346 | P306 – IF ON CLOTHING: P320 – Specific treatment is urgent (see on this label). | Yes
41320 | 6500 | (GDSN LCL for clinicalWarningCode) | ClinicalWarningCode | CW347 | P307 – IF exposed: P320 – Specific treatment is urgent (see on this label). | P307 – IF exposed: P320 – Specific treatment is urgent (see on this label). |  | Critical Warnings type | FLD-UDID-212 | ENUM_UDID_CriticalWarnings | CW347 | P307 – IF exposed: P320 – Specific treatment is urgent (see on this label). | Yes
41360 | 6510 | (GDSN LCL for clinicalWarningCode) | ClinicalWarningCode | CW348 | P308 – IF exposed or concerned: P320 – Specific treatment is urgent (see on this label). | P308 – IF exposed or concerned: P320 – Specific treatment is urgent (see on this label). |  | Critical Warnings type | FLD-UDID-212 | ENUM_UDID_CriticalWarnings | CW348 | P308 – IF exposed or concerned: P320 – Specific treatment is urgent (see on this label). | Yes
41400 | 6520 | (GDSN LCL for clinicalWarningCode) | ClinicalWarningCode | CW349 | P309 – IF exposed or if you feel unwell: P320 – Specific treatment is urgent (see on this label). | P309 – IF exposed or if you feel unwell: P320 – Specific treatment is urgent (see on this label). |  | Critical Warnings type | FLD-UDID-212 | ENUM_UDID_CriticalWarnings | CW349 | P309 – IF exposed or if you feel unwell: P320 – Specific treatment is urgent (see on this label). | Yes
41440 | 6530 | (GDSN LCL for clinicalWarningCode) | ClinicalWarningCode | CW350 | P337 – If eye irritation persists: P321 – Specific treatment (see on this label). | P337 – If eye irritation persists: P321 – Specific treatment (see on this label). |  | Critical Warnings type | FLD-UDID-212 | ENUM_UDID_CriticalWarnings | CW350 | P337 – If eye irritation persists: P321 – Specific treatment (see on this label). | Yes
41480 | 6540 | (GDSN LCL for clinicalWarningCode) | ClinicalWarningCode | CW351 | P332 – If skin irritation occurs: P321 – Specific treatment (see on this label). | P332 – If skin irritation occurs: P321 – Specific treatment (see on this label). |  | Critical Warnings type | FLD-UDID-212 | ENUM_UDID_CriticalWarnings | CW351 | P332 – If skin irritation occurs: P321 – Specific treatment (see on this label). | Yes
41520 | 6550 | (GDSN LCL for clinicalWarningCode) | ClinicalWarningCode | CW352 | P333 – If skin irritation or rash occurs: P321 – Specific treatment (see on this label). | P333 – If skin irritation or rash occurs: P321 – Specific treatment (see on this label). |  | Critical Warnings type | FLD-UDID-212 | ENUM_UDID_CriticalWarnings | CW352 | P333 – If skin irritation or rash occurs: P321 – Specific treatment (see on this label). | Yes
41560 | 6560 | (GDSN LCL for clinicalWarningCode) | ClinicalWarningCode | CW353 | P301 – IF SWALLOWED: P321 – Specific treatment (see on this label). | P301 – IF SWALLOWED: P321 – Specific treatment (see on this label). |  | Critical Warnings type | FLD-UDID-212 | ENUM_UDID_CriticalWarnings | CW353 | P301 – IF SWALLOWED: P321 – Specific treatment (see on this label). | Yes
41600 | 6570 | (GDSN LCL for clinicalWarningCode) | ClinicalWarningCode | CW354 | P302 – IF ON SKIN: P321 – Specific treatment (see on this label). | P302 – IF ON SKIN: P321 – Specific treatment (see on this label). |  | Critical Warnings type | FLD-UDID-212 | ENUM_UDID_CriticalWarnings | CW354 | P302 – IF ON SKIN: P321 – Specific treatment (see on this label). | Yes
41640 | 6580 | (GDSN LCL for clinicalWarningCode) | ClinicalWarningCode | CW355 | P303 – IF ON SKIN (or hair): P321 – Specific treatment (see on this label). | P303 – IF ON SKIN (or hair): P321 – Specific treatment (see on this label). |  | Critical Warnings type | FLD-UDID-212 | ENUM_UDID_CriticalWarnings | CW355 | P303 – IF ON SKIN (or hair): P321 – Specific treatment (see on this label). | Yes
41680 | 6590 | (GDSN LCL for clinicalWarningCode) | ClinicalWarningCode | CW356 | P304 – IF INHALED: P321 – Specific treatment (see on this label). | P304 – IF INHALED: P321 – Specific treatment (see on this label). |  | Critical Warnings type | FLD-UDID-212 | ENUM_UDID_CriticalWarnings | CW356 | P304 – IF INHALED: P321 – Specific treatment (see on this label). | Yes
41720 | 6600 | (GDSN LCL for clinicalWarningCode) | ClinicalWarningCode | CW357 | P305 – IF IN EYES: P321 – Specific treatment (see on this label). | P305 – IF IN EYES: P321 – Specific treatment (see on this label). |  | Critical Warnings type | FLD-UDID-212 | ENUM_UDID_CriticalWarnings | CW357 | P305 – IF IN EYES: P321 – Specific treatment (see on this label). | Yes
41760 | 6610 | (GDSN LCL for clinicalWarningCode) | ClinicalWarningCode | CW358 | P306 – IF ON CLOTHING: P321 – Specific treatment (see on this label). | P306 – IF ON CLOTHING: P321 – Specific treatment (see on this label). |  | Critical Warnings type | FLD-UDID-212 | ENUM_UDID_CriticalWarnings | CW358 | P306 – IF ON CLOTHING: P321 – Specific treatment (see on this label). | Yes
41800 | 6620 | (GDSN LCL for clinicalWarningCode) | ClinicalWarningCode | CW359 | P307 – IF exposed: P321 – Specific treatment (see on this label). | P307 – IF exposed: P321 – Specific treatment (see on this label). |  | Critical Warnings type | FLD-UDID-212 | ENUM_UDID_CriticalWarnings | CW359 | P307 – IF exposed: P321 – Specific treatment (see on this label). | Yes
41840 | 6630 | (GDSN LCL for clinicalWarningCode) | ClinicalWarningCode | CW360 | P308 – IF exposed or concerned: P321 – Specific treatment (see on this label). | P308 – IF exposed or concerned: P321 – Specific treatment (see on this label). |  | Critical Warnings type | FLD-UDID-212 | ENUM_UDID_CriticalWarnings | CW360 | P308 – IF exposed or concerned: P321 – Specific treatment (see on this label). | Yes
41880 | 6640 | (GDSN LCL for clinicalWarningCode) | ClinicalWarningCode | CW361 | P309 – IF exposed or if you feel unwell: P321 – Specific treatment (see on this label). | P309 – IF exposed or if you feel unwell: P321 – Specific treatment (see on this label). |  | Critical Warnings type | FLD-UDID-212 | ENUM_UDID_CriticalWarnings | CW361 | P309 – IF exposed or if you feel unwell: P321 – Specific treatment (see on this label). | Yes
41920 | 6650 | (GDSN LCL for clinicalWarningCode) | ClinicalWarningCode | CW362 | P337 – If eye irritation persists: P322 – Specific measures (see on this label). | P337 – If eye irritation persists: P322 – Specific measures (see on this label). |  | Critical Warnings type | FLD-UDID-212 | ENUM_UDID_CriticalWarnings | CW362 | P337 – If eye irritation persists: P322 – Specific measures (see on this label). | Yes
41960 | 6660 | (GDSN LCL for clinicalWarningCode) | ClinicalWarningCode | CW363 | P301 – IF SWALLOWED: P322 – Specific measures (see on this label). | P301 – IF SWALLOWED: P322 – Specific measures (see on this label). |  | Critical Warnings type | FLD-UDID-212 | ENUM_UDID_CriticalWarnings | CW363 | P301 – IF SWALLOWED: P322 – Specific measures (see on this label). | Yes
42000 | 6670 | (GDSN LCL for clinicalWarningCode) | ClinicalWarningCode | CW364 | P302 – IF ON SKIN: P322 – Specific measures (see on this label). | P302 – IF ON SKIN: P322 – Specific measures (see on this label). |  | Critical Warnings type | FLD-UDID-212 | ENUM_UDID_CriticalWarnings | CW364 | P302 – IF ON SKIN: P322 – Specific measures (see on this label). | Yes
42040 | 6680 | (GDSN LCL for clinicalWarningCode) | ClinicalWarningCode | CW365 | P303 – IF ON SKIN (or hair): P322 – Specific measures (see on this label). | P303 – IF ON SKIN (or hair): P322 – Specific measures (see on this label). |  | Critical Warnings type | FLD-UDID-212 | ENUM_UDID_CriticalWarnings | CW365 | P303 – IF ON SKIN (or hair): P322 – Specific measures (see on this label). | Yes
42080 | 6690 | (GDSN LCL for clinicalWarningCode) | ClinicalWarningCode | CW366 | P304 – IF INHALED: P322 – Specific measures (see on this label). | P304 – IF INHALED: P322 – Specific measures (see on this label). |  | Critical Warnings type | FLD-UDID-212 | ENUM_UDID_CriticalWarnings | CW366 | P304 – IF INHALED: P322 – Specific measures (see on this label). | Yes
42120 | 6700 | (GDSN LCL for clinicalWarningCode) | ClinicalWarningCode | CW367 | P305 – IF IN EYES: P322 – Specific measures (see on this label). | P305 – IF IN EYES: P322 – Specific measures (see on this label). |  | Critical Warnings type | FLD-UDID-212 | ENUM_UDID_CriticalWarnings | CW367 | P305 – IF IN EYES: P322 – Specific measures (see on this label). | Yes
42160 | 6710 | (GDSN LCL for clinicalWarningCode) | ClinicalWarningCode | CW368 | P306 – IF ON CLOTHING: P322 – Specific measures (see on this label). | P306 – IF ON CLOTHING: P322 – Specific measures (see on this label). |  | Critical Warnings type | FLD-UDID-212 | ENUM_UDID_CriticalWarnings | CW368 | P306 – IF ON CLOTHING: P322 – Specific measures (see on this label). | Yes
42200 | 6720 | (GDSN LCL for clinicalWarningCode) | ClinicalWarningCode | CW369 | P307 – IF exposed: P322 – Specific measures (see on this label). | P307 – IF exposed: P322 – Specific measures (see on this label). |  | Critical Warnings type | FLD-UDID-212 | ENUM_UDID_CriticalWarnings | CW369 | P307 – IF exposed: P322 – Specific measures (see on this label). | Yes
42240 | 6730 | (GDSN LCL for clinicalWarningCode) | ClinicalWarningCode | CW370 | P308 – IF exposed or concerned: P322 – Specific measures (see on this label). | P308 – IF exposed or concerned: P322 – Specific measures (see on this label). |  | Critical Warnings type | FLD-UDID-212 | ENUM_UDID_CriticalWarnings | CW370 | P308 – IF exposed or concerned: P322 – Specific measures (see on this label). | Yes
42280 | 6740 | (GDSN LCL for clinicalWarningCode) | ClinicalWarningCode | CW371 | P309 – IF exposed or if you feel unwell: P322 – Specific measures (see on this label). | P309 – IF exposed or if you feel unwell: P322 – Specific measures (see on this label). |  | Critical Warnings type | FLD-UDID-212 | ENUM_UDID_CriticalWarnings | CW371 | P309 – IF exposed or if you feel unwell: P322 – Specific measures (see on this label). | Yes
42320 | 6750 | (GDSN LCL for clinicalWarningCode) | ClinicalWarningCode | CW372 | P307 – IF exposed: P330 – Rinse mouth. | P307 – IF exposed: P330 – Rinse mouth. |  | Critical Warnings type | FLD-UDID-212 | ENUM_UDID_CriticalWarnings | CW372 | P307 – IF exposed: P330 – Rinse mouth. | Yes
42360 | 6760 | (GDSN LCL for clinicalWarningCode) | ClinicalWarningCode | CW373 | P308 – IF exposed or concerned: P330 – Rinse mouth. | P308 – IF exposed or concerned: P330 – Rinse mouth. |  | Critical Warnings type | FLD-UDID-212 | ENUM_UDID_CriticalWarnings | CW373 | P308 – IF exposed or concerned: P330 – Rinse mouth. | Yes
42400 | 6770 | (GDSN LCL for clinicalWarningCode) | ClinicalWarningCode | CW374 | P309 – IF exposed or if you feel unwell: P330 – Rinse mouth. | P309 – IF exposed or if you feel unwell: P330 – Rinse mouth. |  | Critical Warnings type | FLD-UDID-212 | ENUM_UDID_CriticalWarnings | CW374 | P309 – IF exposed or if you feel unwell: P330 – Rinse mouth. | Yes
42440 | 6780 | (GDSN LCL for clinicalWarningCode) | ClinicalWarningCode | CW375 | P307 – IF exposed: P331 – Do NOT induce vomiting. | P307 – IF exposed: P331 – Do NOT induce vomiting. |  | Critical Warnings type | FLD-UDID-212 | ENUM_UDID_CriticalWarnings | CW375 | P307 – IF exposed: P331 – Do NOT induce vomiting. | Yes
42480 | 6790 | (GDSN LCL for clinicalWarningCode) | ClinicalWarningCode | CW376 | P308 – IF exposed or concerned: P331 – Do NOT induce vomiting. | P308 – IF exposed or concerned: P331 – Do NOT induce vomiting. |  | Critical Warnings type | FLD-UDID-212 | ENUM_UDID_CriticalWarnings | CW376 | P308 – IF exposed or concerned: P331 – Do NOT induce vomiting. | Yes
42520 | 6800 | (GDSN LCL for clinicalWarningCode) | ClinicalWarningCode | CW377 | P309 – IF exposed or if you feel unwell: P331 – Do NOT induce vomiting. | P309 – IF exposed or if you feel unwell: P331 – Do NOT induce vomiting. |  | Critical Warnings type | FLD-UDID-212 | ENUM_UDID_CriticalWarnings | CW377 | P309 – IF exposed or if you feel unwell: P331 – Do NOT induce vomiting. | Yes
42560 | 6810 | (GDSN LCL for clinicalWarningCode) | ClinicalWarningCode | CW378 | P333 – If skin irritation occurs or rash occurs: P334 – Immerse in cool water/wrap in wet bandages. | P333 – If skin irritation occurs or rash occurs: P334 – Immerse in cool water/wrap in wet bandages. |  | Critical Warnings type | FLD-UDID-212 | ENUM_UDID_CriticalWarnings | CW378 | P333 – If skin irritation occurs or rash occurs: P334 – Immerse in cool water/wrap in wet bandages. | Yes
42600 | 6820 | (GDSN LCL for clinicalWarningCode) | ClinicalWarningCode | CW379 | P302 – IF ON SKIN: P334 – Immerse in cool water/wrap in wet bandages. | P302 – IF ON SKIN: P334 – Immerse in cool water/wrap in wet bandages. |  | Critical Warnings type | FLD-UDID-212 | ENUM_UDID_CriticalWarnings | CW379 | P302 – IF ON SKIN: P334 – Immerse in cool water/wrap in wet bandages. | Yes
42640 | 6830 | (GDSN LCL for clinicalWarningCode) | ClinicalWarningCode | CW380 | P303 – IF ON SKIN (or hair): P334 – Immerse in cool water/wrap in wet bandages. | P303 – IF ON SKIN (or hair): P334 – Immerse in cool water/wrap in wet bandages. |  | Critical Warnings type | FLD-UDID-212 | ENUM_UDID_CriticalWarnings | CW380 | P303 – IF ON SKIN (or hair): P334 – Immerse in cool water/wrap in wet bandages. | Yes
42680 | 6840 | (GDSN LCL for clinicalWarningCode) | ClinicalWarningCode | CW381 | P337 – If eye irritation persists: P334 – Immerse in cool water/wrap in wet bandages. | P337 – If eye irritation persists: P334 – Immerse in cool water/wrap in wet bandages. |  | Critical Warnings type | FLD-UDID-212 | ENUM_UDID_CriticalWarnings | CW381 | P337 – If eye irritation persists: P334 – Immerse in cool water/wrap in wet bandages. | Yes
42720 | 6850 | (GDSN LCL for clinicalWarningCode) | ClinicalWarningCode | CW382 | P305 – IF IN EYES: P334 – Immerse in cool water/wrap in wet bandages. | P305 – IF IN EYES: P334 – Immerse in cool water/wrap in wet bandages. |  | Critical Warnings type | FLD-UDID-212 | ENUM_UDID_CriticalWarnings | CW382 | P305 – IF IN EYES: P334 – Immerse in cool water/wrap in wet bandages. | Yes
42760 | 6860 | (GDSN LCL for clinicalWarningCode) | ClinicalWarningCode | CW383 | P333 – If skin irritation occurs or rash occurs: P335 – Brush off loose particles from skin. | P333 – If skin irritation occurs or rash occurs: P335 – Brush off loose particles from skin. |  | Critical Warnings type | FLD-UDID-212 | ENUM_UDID_CriticalWarnings | CW383 | P333 – If skin irritation occurs or rash occurs: P335 – Brush off loose particles from skin. | Yes
42800 | 6870 | (GDSN LCL for clinicalWarningCode) | ClinicalWarningCode | CW384 | P302 – IF ON SKIN: P335 – Brush off loose particles from skin. | P302 – IF ON SKIN: P335 – Brush off loose particles from skin. |  | Critical Warnings type | FLD-UDID-212 | ENUM_UDID_CriticalWarnings | CW384 | P302 – IF ON SKIN: P335 – Brush off loose particles from skin. | Yes
42840 | 6880 | (GDSN LCL for clinicalWarningCode) | ClinicalWarningCode | CW385 | P303 – IF ON SKIN (or hair): P335 – Brush off loose particles from skin. | P303 – IF ON SKIN (or hair): P335 – Brush off loose particles from skin. |  | Critical Warnings type | FLD-UDID-212 | ENUM_UDID_CriticalWarnings | CW385 | P303 – IF ON SKIN (or hair): P335 – Brush off loose particles from skin. | Yes
42880 | 6890 | (GDSN LCL for clinicalWarningCode) | ClinicalWarningCode | CW386 | P306 – IF ON CLOTHING: P335 – Brush off loose particles from skin. | P306 – IF ON CLOTHING: P335 – Brush off loose particles from skin. |  | Critical Warnings type | FLD-UDID-212 | ENUM_UDID_CriticalWarnings | CW386 | P306 – IF ON CLOTHING: P335 – Brush off loose particles from skin. | Yes
42920 | 6900 | (GDSN LCL for clinicalWarningCode) | ClinicalWarningCode | CW387 | P307 – IF exposed: P335 – Brush off loose particles from skin. | P307 – IF exposed: P335 – Brush off loose particles from skin. |  | Critical Warnings type | FLD-UDID-212 | ENUM_UDID_CriticalWarnings | CW387 | P307 – IF exposed: P335 – Brush off loose particles from skin. | Yes
42960 | 6910 | (GDSN LCL for clinicalWarningCode) | ClinicalWarningCode | CW388 | P308 – IF exposed or concerned: P335 – Brush off loose particles from skin. | P308 – IF exposed or concerned: P335 – Brush off loose particles from skin. |  | Critical Warnings type | FLD-UDID-212 | ENUM_UDID_CriticalWarnings | CW388 | P308 – IF exposed or concerned: P335 – Brush off loose particles from skin. | Yes
43000 | 6920 | (GDSN LCL for clinicalWarningCode) | ClinicalWarningCode | CW389 | P309 – IF exposed or if you feel unwell: P335 – Brush off loose particles from skin. | P309 – IF exposed or if you feel unwell: P335 – Brush off loose particles from skin. |  | Critical Warnings type | FLD-UDID-212 | ENUM_UDID_CriticalWarnings | CW389 | P309 – IF exposed or if you feel unwell: P335 – Brush off loose particles from skin. | Yes
43040 | 6930 | (GDSN LCL for clinicalWarningCode) | ClinicalWarningCode | CW390 | P333 – If skin irritation occurs or rash occurs: P336 – Thaw frosted parts with lukewarm water. Do no rub affected area. | P333 – If skin irritation occurs or rash occurs: P336 – Thaw frosted parts with lukewarm water. Do no rub affected area. |  | Critical Warnings type | FLD-UDID-212 | ENUM_UDID_CriticalWarnings | CW390 | P333 – If skin irritation occurs or rash occurs: P336 – Thaw frosted parts with lukewarm water. Do no rub affected area. | Yes
43080 | 6940 | (GDSN LCL for clinicalWarningCode) | ClinicalWarningCode | CW391 | P302 – IF ON SKIN: P336 – Thaw frosted parts with lukewarm water. Do no rub affected area. | P302 – IF ON SKIN: P336 – Thaw frosted parts with lukewarm water. Do no rub affected area. |  | Critical Warnings type | FLD-UDID-212 | ENUM_UDID_CriticalWarnings | CW391 | P302 – IF ON SKIN: P336 – Thaw frosted parts with lukewarm water. Do no rub affected area. | Yes
43120 | 6950 | (GDSN LCL for clinicalWarningCode) | ClinicalWarningCode | CW392 | P303 – IF ON SKIN (or hair): P336 – Thaw frosted parts with lukewarm water. Do no rub affected area. | P303 – IF ON SKIN (or hair): P336 – Thaw frosted parts with lukewarm water. Do no rub affected area. |  | Critical Warnings type | FLD-UDID-212 | ENUM_UDID_CriticalWarnings | CW392 | P303 – IF ON SKIN (or hair): P336 – Thaw frosted parts with lukewarm water. Do no rub affected area. | Yes
43160 | 6960 | (GDSN LCL for clinicalWarningCode) | ClinicalWarningCode | CW393 | P305 – IF IN EYES: P336 – Thaw frosted parts with lukewarm water. Do no rub affected area. | P305 – IF IN EYES: P336 – Thaw frosted parts with lukewarm water. Do no rub affected area. |  | Critical Warnings type | FLD-UDID-212 | ENUM_UDID_CriticalWarnings | CW393 | P305 – IF IN EYES: P336 – Thaw frosted parts with lukewarm water. Do no rub affected area. | Yes
43200 | 6970 | (GDSN LCL for clinicalWarningCode) | ClinicalWarningCode | CW394 | P307 – IF exposed: P336 – Thaw frosted parts with lukewarm water. Do no rub affected area. | P307 – IF exposed: P336 – Thaw frosted parts with lukewarm water. Do no rub affected area. |  | Critical Warnings type | FLD-UDID-212 | ENUM_UDID_CriticalWarnings | CW394 | P307 – IF exposed: P336 – Thaw frosted parts with lukewarm water. Do no rub affected area. | Yes
43240 | 6980 | (GDSN LCL for clinicalWarningCode) | ClinicalWarningCode | CW395 | P308 – IF exposed or concerned: P336 – Thaw frosted parts with lukewarm water. Do no rub affected area. | P308 – IF exposed or concerned: P336 – Thaw frosted parts with lukewarm water. Do no rub affected area. |  | Critical Warnings type | FLD-UDID-212 | ENUM_UDID_CriticalWarnings | CW395 | P308 – IF exposed or concerned: P336 – Thaw frosted parts with lukewarm water. Do no rub affected area. | Yes
43280 | 6990 | (GDSN LCL for clinicalWarningCode) | ClinicalWarningCode | CW396 | P309 – IF exposed or if you feel unwell: P336 – Thaw frosted parts with lukewarm water. Do no rub affected area. | P309 – IF exposed or if you feel unwell: P336 – Thaw frosted parts with lukewarm water. Do no rub affected area. |  | Critical Warnings type | FLD-UDID-212 | ENUM_UDID_CriticalWarnings | CW396 | P309 – IF exposed or if you feel unwell: P336 – Thaw frosted parts with lukewarm water. Do no rub affected area. | Yes
43320 | 7000 | (GDSN LCL for clinicalWarningCode) | ClinicalWarningCode | CW397 | P305 – IF IN EYES: P338 – Remove contact lenses, if present and easy to do. Continue rinsing. | P305 – IF IN EYES: P338 – Remove contact lenses, if present and easy to do. Continue rinsing. |  | Critical Warnings type | FLD-UDID-212 | ENUM_UDID_CriticalWarnings | CW397 | P305 – IF IN EYES: P338 – Remove contact lenses, if present and easy to do. Continue rinsing. | Yes
43360 | 7010 | (GDSN LCL for clinicalWarningCode) | ClinicalWarningCode | CW398 | P307 – IF exposed: P338 – Remove contact lenses, if present and easy to do. Continue rinsing. | P307 – IF exposed: P338 – Remove contact lenses, if present and easy to do. Continue rinsing. |  | Critical Warnings type | FLD-UDID-212 | ENUM_UDID_CriticalWarnings | CW398 | P307 – IF exposed: P338 – Remove contact lenses, if present and easy to do. Continue rinsing. | Yes
43400 | 7020 | (GDSN LCL for clinicalWarningCode) | ClinicalWarningCode | CW399 | P308 – IF exposed or concerned: P338 – Remove contact lenses, if present and easy to do. Continue rinsing. | P308 – IF exposed or concerned: P338 – Remove contact lenses, if present and easy to do. Continue rinsing. |  | Critical Warnings type | FLD-UDID-212 | ENUM_UDID_CriticalWarnings | CW399 | P308 – IF exposed or concerned: P338 – Remove contact lenses, if present and easy to do. Continue rinsing. | Yes
43440 | 7030 | (GDSN LCL for clinicalWarningCode) | ClinicalWarningCode | CW400 | P309 – IF exposed or if you feel unwell: P338 – Remove contact lenses, if present and easy to do. Continue rinsing. | P309 – IF exposed or if you feel unwell: P338 – Remove contact lenses, if present and easy to do. Continue rinsing. |  | Critical Warnings type | FLD-UDID-212 | ENUM_UDID_CriticalWarnings | CW400 | P309 – IF exposed or if you feel unwell: P338 – Remove contact lenses, if present and easy to do. Continue rinsing. | Yes
43480 | 7040 | (GDSN LCL for clinicalWarningCode) | ClinicalWarningCode | CW401 | P304 – IF INHALED: P340 – Remove victim to fresh air and keep at rest in a position comfortable for breathing. | P304 – IF INHALED: P340 – Remove victim to fresh air and keep at rest in a position comfortable for breathing. |  | Critical Warnings type | FLD-UDID-212 | ENUM_UDID_CriticalWarnings | CW401 | P304 – IF INHALED: P340 – Remove victim to fresh air and keep at rest in a position comfortable for breathing. | Yes
43520 | 7050 | (GDSN LCL for clinicalWarningCode) | ClinicalWarningCode | CW402 | P307 – IF exposed: P340 – Remove victim to fresh air and keep at rest in a position comfortable for breathing. | P307 – IF exposed: P340 – Remove victim to fresh air and keep at rest in a position comfortable for breathing. |  | Critical Warnings type | FLD-UDID-212 | ENUM_UDID_CriticalWarnings | CW402 | P307 – IF exposed: P340 – Remove victim to fresh air and keep at rest in a position comfortable for breathing. | Yes
43560 | 7060 | (GDSN LCL for clinicalWarningCode) | ClinicalWarningCode | CW403 | P308 – IF exposed or concerned: P340 – Remove victim to fresh air and keep at rest in a position comfortable for breathing. | P308 – IF exposed or concerned: P340 – Remove victim to fresh air and keep at rest in a position comfortable for breathing. |  | Critical Warnings type | FLD-UDID-212 | ENUM_UDID_CriticalWarnings | CW403 | P308 – IF exposed or concerned: P340 – Remove victim to fresh air and keep at rest in a position comfortable for breathing. | Yes
43600 | 7070 | (GDSN LCL for clinicalWarningCode) | ClinicalWarningCode | CW404 | P309 – IF exposed or if you feel unwell: P340 – Remove victim to fresh air and keep at rest in a position comfortable for breathing. | P309 – IF exposed or if you feel unwell: P340 – Remove victim to fresh air and keep at rest in a position comfortable for breathing. |  | Critical Warnings type | FLD-UDID-212 | ENUM_UDID_CriticalWarnings | CW404 | P309 – IF exposed or if you feel unwell: P340 – Remove victim to fresh air and keep at rest in a position comfortable for breathing. | Yes
43640 | 7080 | (GDSN LCL for clinicalWarningCode) | ClinicalWarningCode | CW405 | P332 – If skin irritation occurs: P350 – Gently wash with plenty of soap and water. | P332 – If skin irritation occurs: P350 – Gently wash with plenty of soap and water. |  | Critical Warnings type | FLD-UDID-212 | ENUM_UDID_CriticalWarnings | CW405 | P332 – If skin irritation occurs: P350 – Gently wash with plenty of soap and water. | Yes
43680 | 7090 | (GDSN LCL for clinicalWarningCode) | ClinicalWarningCode | CW406 | P302 – IF ON SKIN: P350 – Gently wash with plenty of soap and water. | P302 – IF ON SKIN: P350 – Gently wash with plenty of soap and water. |  | Critical Warnings type | FLD-UDID-212 | ENUM_UDID_CriticalWarnings | CW406 | P302 – IF ON SKIN: P350 – Gently wash with plenty of soap and water. | Yes
43720 | 7100 | (GDSN LCL for clinicalWarningCode) | ClinicalWarningCode | CW407 | P303 – IF ON SKIN (or hair): P350 – Gently wash with plenty of soap and water. | P303 – IF ON SKIN (or hair): P350 – Gently wash with plenty of soap and water. |  | Critical Warnings type | FLD-UDID-212 | ENUM_UDID_CriticalWarnings | CW407 | P303 – IF ON SKIN (or hair): P350 – Gently wash with plenty of soap and water. | Yes
43760 | 7110 | (GDSN LCL for clinicalWarningCode) | ClinicalWarningCode | CW408 | P306 – IF ON CLOTHING: P350 – Gently wash with plenty of soap and water. | P306 – IF ON CLOTHING: P350 – Gently wash with plenty of soap and water. |  | Critical Warnings type | FLD-UDID-212 | ENUM_UDID_CriticalWarnings | CW408 | P306 – IF ON CLOTHING: P350 – Gently wash with plenty of soap and water. | Yes
43800 | 7120 | (GDSN LCL for clinicalWarningCode) | ClinicalWarningCode | CW409 | P307 – IF exposed: P350 – Gently wash with plenty of soap and water. | P307 – IF exposed: P350 – Gently wash with plenty of soap and water. |  | Critical Warnings type | FLD-UDID-212 | ENUM_UDID_CriticalWarnings | CW409 | P307 – IF exposed: P350 – Gently wash with plenty of soap and water. | Yes
43840 | 7130 | (GDSN LCL for clinicalWarningCode) | ClinicalWarningCode | CW410 | P308 – IF exposed or concerned: P350 – Gently wash with plenty of soap and water. | P308 – IF exposed or concerned: P350 – Gently wash with plenty of soap and water. |  | Critical Warnings type | FLD-UDID-212 | ENUM_UDID_CriticalWarnings | CW410 | P308 – IF exposed or concerned: P350 – Gently wash with plenty of soap and water. | Yes
43880 | 7140 | (GDSN LCL for clinicalWarningCode) | ClinicalWarningCode | CW411 | P309 – IF exposed or if you feel unwell: P350 – Gently wash with plenty of soap and water. | P309 – IF exposed or if you feel unwell: P350 – Gently wash with plenty of soap and water. |  | Critical Warnings type | FLD-UDID-212 | ENUM_UDID_CriticalWarnings | CW411 | P309 – IF exposed or if you feel unwell: P350 – Gently wash with plenty of soap and water. | Yes
43920 | 7150 | (GDSN LCL for clinicalWarningCode) | ClinicalWarningCode | CW412 | P333 – If skin irritation or rash occurs: P351 – Rinse cautiously with water for several minutes. | P333 – If skin irritation or rash occurs: P351 – Rinse cautiously with water for several minutes. |  | Critical Warnings type | FLD-UDID-212 | ENUM_UDID_CriticalWarnings | CW412 | P333 – If skin irritation or rash occurs: P351 – Rinse cautiously with water for several minutes. | Yes
43960 | 7160 | (GDSN LCL for clinicalWarningCode) | ClinicalWarningCode | CW413 | P332 – If skin irritation occurs: P351 – Rinse cautiously with water for several minutes. | P332 – If skin irritation occurs: P351 – Rinse cautiously with water for several minutes. |  | Critical Warnings type | FLD-UDID-212 | ENUM_UDID_CriticalWarnings | CW413 | P332 – If skin irritation occurs: P351 – Rinse cautiously with water for several minutes. | Yes
44000 | 7170 | (GDSN LCL for clinicalWarningCode) | ClinicalWarningCode | CW414 | P302 – IF ON SKIN: P351 – Rinse cautiously with water for several minutes. | P302 – IF ON SKIN: P351 – Rinse cautiously with water for several minutes. |  | Critical Warnings type | FLD-UDID-212 | ENUM_UDID_CriticalWarnings | CW414 | P302 – IF ON SKIN: P351 – Rinse cautiously with water for several minutes. | Yes
44040 | 7180 | (GDSN LCL for clinicalWarningCode) | ClinicalWarningCode | CW415 | P303 – IF ON SKIN (or hair): P351 – Rinse cautiously with water for several minutes. | P303 – IF ON SKIN (or hair): P351 – Rinse cautiously with water for several minutes. |  | Critical Warnings type | FLD-UDID-212 | ENUM_UDID_CriticalWarnings | CW415 | P303 – IF ON SKIN (or hair): P351 – Rinse cautiously with water for several minutes. | Yes
44080 | 7190 | (GDSN LCL for clinicalWarningCode) | ClinicalWarningCode | CW416 | P305 – IF IN EYES: P351 – Rinse cautiously with water for several minutes. | P305 – IF IN EYES: P351 – Rinse cautiously with water for several minutes. |  | Critical Warnings type | FLD-UDID-212 | ENUM_UDID_CriticalWarnings | CW416 | P305 – IF IN EYES: P351 – Rinse cautiously with water for several minutes. | Yes
44120 | 7200 | (GDSN LCL for clinicalWarningCode) | ClinicalWarningCode | CW417 | P306 – IF ON CLOTHING: P351 – Rinse cautiously with water for several minutes. | P306 – IF ON CLOTHING: P351 – Rinse cautiously with water for several minutes. |  | Critical Warnings type | FLD-UDID-212 | ENUM_UDID_CriticalWarnings | CW417 | P306 – IF ON CLOTHING: P351 – Rinse cautiously with water for several minutes. | Yes
44160 | 7210 | (GDSN LCL for clinicalWarningCode) | ClinicalWarningCode | CW418 | P307 – IF exposed: P351 – Rinse cautiously with water for several minutes. | P307 – IF exposed: P351 – Rinse cautiously with water for several minutes. |  | Critical Warnings type | FLD-UDID-212 | ENUM_UDID_CriticalWarnings | CW418 | P307 – IF exposed: P351 – Rinse cautiously with water for several minutes. | Yes
44200 | 7220 | (GDSN LCL for clinicalWarningCode) | ClinicalWarningCode | CW419 | P308 – IF exposed or concerned: P351 – Rinse cautiously with water for several minutes. | P308 – IF exposed or concerned: P351 – Rinse cautiously with water for several minutes. |  | Critical Warnings type | FLD-UDID-212 | ENUM_UDID_CriticalWarnings | CW419 | P308 – IF exposed or concerned: P351 – Rinse cautiously with water for several minutes. | Yes
44240 | 7230 | (GDSN LCL for clinicalWarningCode) | ClinicalWarningCode | CW420 | P309 – IF exposed or if you feel unwell: P351 – Rinse cautiously with water for several minutes. | P309 – IF exposed or if you feel unwell: P351 – Rinse cautiously with water for several minutes. |  | Critical Warnings type | FLD-UDID-212 | ENUM_UDID_CriticalWarnings | CW420 | P309 – IF exposed or if you feel unwell: P351 – Rinse cautiously with water for several minutes. | Yes
44280 | 7240 | (GDSN LCL for clinicalWarningCode) | ClinicalWarningCode | CW421 | P332 – If skin irritation occurs: P352 – Wash with plenty of soap and water. | P332 – If skin irritation occurs: P352 – Wash with plenty of soap and water. |  | Critical Warnings type | FLD-UDID-212 | ENUM_UDID_CriticalWarnings | CW421 | P332 – If skin irritation occurs: P352 – Wash with plenty of soap and water. | Yes
44320 | 7250 | (GDSN LCL for clinicalWarningCode) | ClinicalWarningCode | CW422 | P302 – IF ON SKIN: P352 – Wash with plenty of soap and water. | P302 – IF ON SKIN: P352 – Wash with plenty of soap and water. |  | Critical Warnings type | FLD-UDID-212 | ENUM_UDID_CriticalWarnings | CW422 | P302 – IF ON SKIN: P352 – Wash with plenty of soap and water. | Yes
44360 | 7260 | (GDSN LCL for clinicalWarningCode) | ClinicalWarningCode | CW423 | P303 – IF ON SKIN (or hair): P352 – Wash with plenty of soap and water. | P303 – IF ON SKIN (or hair): P352 – Wash with plenty of soap and water. |  | Critical Warnings type | FLD-UDID-212 | ENUM_UDID_CriticalWarnings | CW423 | P303 – IF ON SKIN (or hair): P352 – Wash with plenty of soap and water. | Yes
44400 | 7270 | (GDSN LCL for clinicalWarningCode) | ClinicalWarningCode | CW424 | P306 – IF ON CLOTHING: P352 – Wash with plenty of soap and water. | P306 – IF ON CLOTHING: P352 – Wash with plenty of soap and water. |  | Critical Warnings type | FLD-UDID-212 | ENUM_UDID_CriticalWarnings | CW424 | P306 – IF ON CLOTHING: P352 – Wash with plenty of soap and water. | Yes
44440 | 7280 | (GDSN LCL for clinicalWarningCode) | ClinicalWarningCode | CW425 | P307 – IF exposed: P352 – Wash with plenty of soap and water. | P307 – IF exposed: P352 – Wash with plenty of soap and water. |  | Critical Warnings type | FLD-UDID-212 | ENUM_UDID_CriticalWarnings | CW425 | P307 – IF exposed: P352 – Wash with plenty of soap and water. | Yes
44480 | 7290 | (GDSN LCL for clinicalWarningCode) | ClinicalWarningCode | CW426 | P308 – IF exposed or concerned: P352 – Wash with plenty of soap and water. | P308 – IF exposed or concerned: P352 – Wash with plenty of soap and water. |  | Critical Warnings type | FLD-UDID-212 | ENUM_UDID_CriticalWarnings | CW426 | P308 – IF exposed or concerned: P352 – Wash with plenty of soap and water. | Yes
44520 | 7300 | (GDSN LCL for clinicalWarningCode) | ClinicalWarningCode | CW427 | P309 – IF exposed or if you feel unwell: P352 – Wash with plenty of soap and water. | P309 – IF exposed or if you feel unwell: P352 – Wash with plenty of soap and water. |  | Critical Warnings type | FLD-UDID-212 | ENUM_UDID_CriticalWarnings | CW427 | P309 – IF exposed or if you feel unwell: P352 – Wash with plenty of soap and water. | Yes
44560 | 7310 | (GDSN LCL for clinicalWarningCode) | ClinicalWarningCode | CW428 | P332 – If skin irritation occurs: P353 – Rinse skin with water/shower. | P332 – If skin irritation occurs: P353 – Rinse skin with water/shower. |  | Critical Warnings type | FLD-UDID-212 | ENUM_UDID_CriticalWarnings | CW428 | P332 – If skin irritation occurs: P353 – Rinse skin with water/shower. | Yes
44600 | 7320 | (GDSN LCL for clinicalWarningCode) | ClinicalWarningCode | CW429 | P302 – IF ON SKIN: P353 – Rinse skin with water/shower. | P302 – IF ON SKIN: P353 – Rinse skin with water/shower. |  | Critical Warnings type | FLD-UDID-212 | ENUM_UDID_CriticalWarnings | CW429 | P302 – IF ON SKIN: P353 – Rinse skin with water/shower. | Yes
44640 | 7330 | (GDSN LCL for clinicalWarningCode) | ClinicalWarningCode | CW430 | P303 – IF ON SKIN (or hair): P353 – Rinse skin with water/shower. | P303 – IF ON SKIN (or hair): P353 – Rinse skin with water/shower. |  | Critical Warnings type | FLD-UDID-212 | ENUM_UDID_CriticalWarnings | CW430 | P303 – IF ON SKIN (or hair): P353 – Rinse skin with water/shower. | Yes
44680 | 7340 | (GDSN LCL for clinicalWarningCode) | ClinicalWarningCode | CW431 | P306 – IF ON CLOTHING: P353 – Rinse skin with water/shower. | P306 – IF ON CLOTHING: P353 – Rinse skin with water/shower. |  | Critical Warnings type | FLD-UDID-212 | ENUM_UDID_CriticalWarnings | CW431 | P306 – IF ON CLOTHING: P353 – Rinse skin with water/shower. | Yes
44720 | 7350 | (GDSN LCL for clinicalWarningCode) | ClinicalWarningCode | CW432 | P307 – IF exposed: P353 – Rinse skin with water/shower. | P307 – IF exposed: P353 – Rinse skin with water/shower. |  | Critical Warnings type | FLD-UDID-212 | ENUM_UDID_CriticalWarnings | CW432 | P307 – IF exposed: P353 – Rinse skin with water/shower. | Yes
44760 | 7360 | (GDSN LCL for clinicalWarningCode) | ClinicalWarningCode | CW433 | P308 – IF exposed or concerned: P353 – Rinse skin with water/shower. | P308 – IF exposed or concerned: P353 – Rinse skin with water/shower. |  | Critical Warnings type | FLD-UDID-212 | ENUM_UDID_CriticalWarnings | CW433 | P308 – IF exposed or concerned: P353 – Rinse skin with water/shower. | Yes
44800 | 7370 | (GDSN LCL for clinicalWarningCode) | ClinicalWarningCode | CW434 | P309 – IF exposed or if you feel unwell: P353 – Rinse skin with water/shower. | P309 – IF exposed or if you feel unwell: P353 – Rinse skin with water/shower. |  | Critical Warnings type | FLD-UDID-212 | ENUM_UDID_CriticalWarnings | CW434 | P309 – IF exposed or if you feel unwell: P353 – Rinse skin with water/shower. | Yes
44840 | 7380 | (GDSN LCL for clinicalWarningCode) | ClinicalWarningCode | CW435 | P332 – If skin irritation occurs: P360 – Rinse immediately contaminated clothing and skin with plenty of water before removing clothes. | P332 – If skin irritation occurs: P360 – Rinse immediately contaminated clothing and skin with plenty of water before removing clothes. |  | Critical Warnings type | FLD-UDID-212 | ENUM_UDID_CriticalWarnings | CW435 | P332 – If skin irritation occurs: P360 – Rinse immediately contaminated clothing and skin with plenty of water before removing clothes. | Yes
44880 | 7390 | (GDSN LCL for clinicalWarningCode) | ClinicalWarningCode | CW436 | P302 – IF ON SKIN: P360 – Rinse immediately contaminated clothing and skin with plenty of water before removing clothes. | P302 – IF ON SKIN: P360 – Rinse immediately contaminated clothing and skin with plenty of water before removing clothes. |  | Critical Warnings type | FLD-UDID-212 | ENUM_UDID_CriticalWarnings | CW436 | P302 – IF ON SKIN: P360 – Rinse immediately contaminated clothing and skin with plenty of water before removing clothes. | Yes
44920 | 7400 | (GDSN LCL for clinicalWarningCode) | ClinicalWarningCode | CW437 | P303 – IF ON SKIN (or hair): P360 – Rinse immediately contaminated clothing and skin with plenty of water before removing clothes. | P303 – IF ON SKIN (or hair): P360 – Rinse immediately contaminated clothing and skin with plenty of water before removing clothes. |  | Critical Warnings type | FLD-UDID-212 | ENUM_UDID_CriticalWarnings | CW437 | P303 – IF ON SKIN (or hair): P360 – Rinse immediately contaminated clothing and skin with plenty of water before removing clothes. | Yes
44960 | 7410 | (GDSN LCL for clinicalWarningCode) | ClinicalWarningCode | CW438 | P306 – IF ON CLOTHING: P360 – Rinse immediately contaminated clothing and skin with plenty of water before removing clothes. | P306 – IF ON CLOTHING: P360 – Rinse immediately contaminated clothing and skin with plenty of water before removing clothes. |  | Critical Warnings type | FLD-UDID-212 | ENUM_UDID_CriticalWarnings | CW438 | P306 – IF ON CLOTHING: P360 – Rinse immediately contaminated clothing and skin with plenty of water before removing clothes. | Yes
45000 | 7420 | (GDSN LCL for clinicalWarningCode) | ClinicalWarningCode | CW439 | P307 – IF exposed: P360 – Rinse immediately contaminated clothing and skin with plenty of water before removing clothes. | P307 – IF exposed: P360 – Rinse immediately contaminated clothing and skin with plenty of water before removing clothes. |  | Critical Warnings type | FLD-UDID-212 | ENUM_UDID_CriticalWarnings | CW439 | P307 – IF exposed: P360 – Rinse immediately contaminated clothing and skin with plenty of water before removing clothes. | Yes
45040 | 7430 | (GDSN LCL for clinicalWarningCode) | ClinicalWarningCode | CW440 | P308 – IF exposed or concerned: P360 – Rinse immediately contaminated clothing and skin with plenty of water before removing clothes. | P308 – IF exposed or concerned: P360 – Rinse immediately contaminated clothing and skin with plenty of water before removing clothes. |  | Critical Warnings type | FLD-UDID-212 | ENUM_UDID_CriticalWarnings | CW440 | P308 – IF exposed or concerned: P360 – Rinse immediately contaminated clothing and skin with plenty of water before removing clothes. | Yes
45080 | 7440 | (GDSN LCL for clinicalWarningCode) | ClinicalWarningCode | CW441 | P309 – IF exposed or if you feel unwell: P360 – Rinse immediately contaminated clothing and skin with plenty of water before removing clothes. | P309 – IF exposed or if you feel unwell: P360 – Rinse immediately contaminated clothing and skin with plenty of water before removing clothes. |  | Critical Warnings type | FLD-UDID-212 | ENUM_UDID_CriticalWarnings | CW441 | P309 – IF exposed or if you feel unwell: P360 – Rinse immediately contaminated clothing and skin with plenty of water before removing clothes. | Yes
45120 | 7450 | (GDSN LCL for clinicalWarningCode) | ClinicalWarningCode | CW442 | P332 – If skin irritation occurs: P361 – Remove/Take off immediately all contaminated clothing. | P332 – If skin irritation occurs: P361 – Remove/Take off immediately all contaminated clothing. |  | Critical Warnings type | FLD-UDID-212 | ENUM_UDID_CriticalWarnings | CW442 | P332 – If skin irritation occurs: P361 – Remove/Take off immediately all contaminated clothing. | Yes
45160 | 7460 | (GDSN LCL for clinicalWarningCode) | ClinicalWarningCode | CW443 | P302 – IF ON SKIN: P361 – Remove/Take off immediately all contaminated clothing. | P302 – IF ON SKIN: P361 – Remove/Take off immediately all contaminated clothing. |  | Critical Warnings type | FLD-UDID-212 | ENUM_UDID_CriticalWarnings | CW443 | P302 – IF ON SKIN: P361 – Remove/Take off immediately all contaminated clothing. | Yes
45200 | 7470 | (GDSN LCL for clinicalWarningCode) | ClinicalWarningCode | CW444 | P303 – IF ON SKIN (or hair): P361 – Remove/Take off immediately all contaminated clothing. | P303 – IF ON SKIN (or hair): P361 – Remove/Take off immediately all contaminated clothing. |  | Critical Warnings type | FLD-UDID-212 | ENUM_UDID_CriticalWarnings | CW444 | P303 – IF ON SKIN (or hair): P361 – Remove/Take off immediately all contaminated clothing. | Yes
45240 | 7480 | (GDSN LCL for clinicalWarningCode) | ClinicalWarningCode | CW445 | P306 – IF ON CLOTHING: P361 – Remove/Take off immediately all contaminated clothing. | P306 – IF ON CLOTHING: P361 – Remove/Take off immediately all contaminated clothing. |  | Critical Warnings type | FLD-UDID-212 | ENUM_UDID_CriticalWarnings | CW445 | P306 – IF ON CLOTHING: P361 – Remove/Take off immediately all contaminated clothing. | Yes
45280 | 7490 | (GDSN LCL for clinicalWarningCode) | ClinicalWarningCode | CW446 | P307 – IF exposed: P361 – Remove/Take off immediately all contaminated clothing. | P307 – IF exposed: P361 – Remove/Take off immediately all contaminated clothing. |  | Critical Warnings type | FLD-UDID-212 | ENUM_UDID_CriticalWarnings | CW446 | P307 – IF exposed: P361 – Remove/Take off immediately all contaminated clothing. | Yes
45320 | 7500 | (GDSN LCL for clinicalWarningCode) | ClinicalWarningCode | CW447 | P308 – IF exposed or concerned: P361 – Remove/Take off immediately all contaminated clothing. | P308 – IF exposed or concerned: P361 – Remove/Take off immediately all contaminated clothing. |  | Critical Warnings type | FLD-UDID-212 | ENUM_UDID_CriticalWarnings | CW447 | P308 – IF exposed or concerned: P361 – Remove/Take off immediately all contaminated clothing. | Yes
45360 | 7510 | (GDSN LCL for clinicalWarningCode) | ClinicalWarningCode | CW448 | P309 – IF exposed or if you feel unwell: P361 – Remove/Take off immediately all contaminated clothing. | P309 – IF exposed or if you feel unwell: P361 – Remove/Take off immediately all contaminated clothing. |  | Critical Warnings type | FLD-UDID-212 | ENUM_UDID_CriticalWarnings | CW448 | P309 – IF exposed or if you feel unwell: P361 – Remove/Take off immediately all contaminated clothing. | Yes
45400 | 7520 | (GDSN LCL for clinicalWarningCode) | ClinicalWarningCode | CW449 | P332 – If skin irritation occurs: P362 – Take off contaminated clothing and wash before reuse. | P332 – If skin irritation occurs: P362 – Take off contaminated clothing and wash before reuse. |  | Critical Warnings type | FLD-UDID-212 | ENUM_UDID_CriticalWarnings | CW449 | P332 – If skin irritation occurs: P362 – Take off contaminated clothing and wash before reuse. | Yes
45440 | 7530 | (GDSN LCL for clinicalWarningCode) | ClinicalWarningCode | CW450 | P302 – IF ON SKIN: P362 – Take off contaminated clothing and wash before reuse. | P302 – IF ON SKIN: P362 – Take off contaminated clothing and wash before reuse. |  | Critical Warnings type | FLD-UDID-212 | ENUM_UDID_CriticalWarnings | CW450 | P302 – IF ON SKIN: P362 – Take off contaminated clothing and wash before reuse. | Yes
45480 | 7540 | (GDSN LCL for clinicalWarningCode) | ClinicalWarningCode | CW451 | P303 – IF ON SKIN (or hair): P362 – Take off contaminated clothing and wash before reuse. | P303 – IF ON SKIN (or hair): P362 – Take off contaminated clothing and wash before reuse. |  | Critical Warnings type | FLD-UDID-212 | ENUM_UDID_CriticalWarnings | CW451 | P303 – IF ON SKIN (or hair): P362 – Take off contaminated clothing and wash before reuse. | Yes
45520 | 7550 | (GDSN LCL for clinicalWarningCode) | ClinicalWarningCode | CW452 | P306 – IF ON CLOTHING: P362 – Take off contaminated clothing and wash before reuse. | P306 – IF ON CLOTHING: P362 – Take off contaminated clothing and wash before reuse. |  | Critical Warnings type | FLD-UDID-212 | ENUM_UDID_CriticalWarnings | CW452 | P306 – IF ON CLOTHING: P362 – Take off contaminated clothing and wash before reuse. | Yes
45560 | 7560 | (GDSN LCL for clinicalWarningCode) | ClinicalWarningCode | CW453 | P307 – IF exposed: P362 – Take off contaminated clothing and wash before reuse. | P307 – IF exposed: P362 – Take off contaminated clothing and wash before reuse. |  | Critical Warnings type | FLD-UDID-212 | ENUM_UDID_CriticalWarnings | CW453 | P307 – IF exposed: P362 – Take off contaminated clothing and wash before reuse. | Yes
45600 | 7570 | (GDSN LCL for clinicalWarningCode) | ClinicalWarningCode | CW454 | P308 – IF exposed or concerned: P362 – Take off contaminated clothing and wash before reuse. | P308 – IF exposed or concerned: P362 – Take off contaminated clothing and wash before reuse. |  | Critical Warnings type | FLD-UDID-212 | ENUM_UDID_CriticalWarnings | CW454 | P308 – IF exposed or concerned: P362 – Take off contaminated clothing and wash before reuse. | Yes
45640 | 7580 | (GDSN LCL for clinicalWarningCode) | ClinicalWarningCode | CW455 | P309 – IF exposed or if you feel unwell: P362 – Take off contaminated clothing and wash before reuse. | P309 – IF exposed or if you feel unwell: P362 – Take off contaminated clothing and wash before reuse. |  | Critical Warnings type | FLD-UDID-212 | ENUM_UDID_CriticalWarnings | CW455 | P309 – IF exposed or if you feel unwell: P362 – Take off contaminated clothing and wash before reuse. | Yes
45680 | 7590 | (GDSN LCL for clinicalWarningCode) | ClinicalWarningCode | CW456 | P332 – If skin irritation occurs: P363 – Wash contaminated clothing before reuse. | P332 – If skin irritation occurs: P363 – Wash contaminated clothing before reuse. |  | Critical Warnings type | FLD-UDID-212 | ENUM_UDID_CriticalWarnings | CW456 | P332 – If skin irritation occurs: P363 – Wash contaminated clothing before reuse. | Yes
45720 | 7600 | (GDSN LCL for clinicalWarningCode) | ClinicalWarningCode | CW457 | P302 – IF ON SKIN: P363 – Wash contaminated clothing before reuse. | P302 – IF ON SKIN: P363 – Wash contaminated clothing before reuse. |  | Critical Warnings type | FLD-UDID-212 | ENUM_UDID_CriticalWarnings | CW457 | P302 – IF ON SKIN: P363 – Wash contaminated clothing before reuse. | Yes
45760 | 7610 | (GDSN LCL for clinicalWarningCode) | ClinicalWarningCode | CW458 | P303 – IF ON SKIN (or hair): P363 – Wash contaminated clothing before reuse. | P303 – IF ON SKIN (or hair): P363 – Wash contaminated clothing before reuse. |  | Critical Warnings type | FLD-UDID-212 | ENUM_UDID_CriticalWarnings | CW458 | P303 – IF ON SKIN (or hair): P363 – Wash contaminated clothing before reuse. | Yes
45800 | 7620 | (GDSN LCL for clinicalWarningCode) | ClinicalWarningCode | CW459 | P306 – IF ON CLOTHING: P363 – Wash contaminated clothing before reuse. | P306 – IF ON CLOTHING: P363 – Wash contaminated clothing before reuse. |  | Critical Warnings type | FLD-UDID-212 | ENUM_UDID_CriticalWarnings | CW459 | P306 – IF ON CLOTHING: P363 – Wash contaminated clothing before reuse. | Yes
45840 | 7630 | (GDSN LCL for clinicalWarningCode) | ClinicalWarningCode | CW460 | P307 – IF exposed: P363 – Wash contaminated clothing before reuse. | P307 – IF exposed: P363 – Wash contaminated clothing before reuse. |  | Critical Warnings type | FLD-UDID-212 | ENUM_UDID_CriticalWarnings | CW460 | P307 – IF exposed: P363 – Wash contaminated clothing before reuse. | Yes
45880 | 7640 | (GDSN LCL for clinicalWarningCode) | ClinicalWarningCode | CW461 | P308 – IF exposed or concerned: P363 – Wash contaminated clothing before reuse. | P308 – IF exposed or concerned: P363 – Wash contaminated clothing before reuse. |  | Critical Warnings type | FLD-UDID-212 | ENUM_UDID_CriticalWarnings | CW461 | P308 – IF exposed or concerned: P363 – Wash contaminated clothing before reuse. | Yes
45920 | 7650 | (GDSN LCL for clinicalWarningCode) | ClinicalWarningCode | CW462 | P309 – IF exposed or if you feel unwell: P363 – Wash contaminated clothing before reuse. | P309 – IF exposed or if you feel unwell: P363 – Wash contaminated clothing before reuse. |  | Critical Warnings type | FLD-UDID-212 | ENUM_UDID_CriticalWarnings | CW462 | P309 – IF exposed or if you feel unwell: P363 – Wash contaminated clothing before reuse. | Yes
45960 | 7660 | (GDSN LCL for clinicalWarningCode) | ClinicalWarningCode | CW463 | P371 – In case of major fire and large quantities: P374 – Fight fire with normal precautions from a reasonable distance. | P371 – In case of major fire and large quantities: P374 – Fight fire with normal precautions from a reasonable distance. |  | Critical Warnings type | FLD-UDID-212 | ENUM_UDID_CriticalWarnings | CW463 | P371 – In case of major fire and large quantities: P374 – Fight fire with normal precautions from a reasonable distance. | Yes
46000 | 7670 | (GDSN LCL for clinicalWarningCode) | ClinicalWarningCode | CW464 | P371 – In case of major fire and large quantities: P375 – Fight fire remotely due to the risk of explosion. | P371 – In case of major fire and large quantities: P375 – Fight fire remotely due to the risk of explosion. |  | Critical Warnings type | FLD-UDID-212 | ENUM_UDID_CriticalWarnings | CW464 | P371 – In case of major fire and large quantities: P375 – Fight fire remotely due to the risk of explosion. | Yes
46040 | 7680 | (GDSN LCL for clinicalWarningCode) | ClinicalWarningCode | CW465 | P371 – In case of major fire and large quantities: P380 – Evacuate area. | P371 – In case of major fire and large quantities: P380 – Evacuate area. |  | Critical Warnings type | FLD-UDID-212 | ENUM_UDID_CriticalWarnings | CW465 | P371 – In case of major fire and large quantities: P380 – Evacuate area. | Yes
46080 | 7690 | (GDSN LCL for clinicalWarningCode) | ClinicalWarningCode | CW466 | P371 – In case of major fire and large quantities: P381 – Eliminate all ignition sources if safe to do so. | P371 – In case of major fire and large quantities: P381 – Eliminate all ignition sources if safe to do so. |  | Critical Warnings type | FLD-UDID-212 | ENUM_UDID_CriticalWarnings | CW466 | P371 – In case of major fire and large quantities: P381 – Eliminate all ignition sources if safe to do so. | Yes
46120 | 7700 | (GDSN LCL for clinicalWarningCode) | ClinicalWarningCode | CW999 | OTHER | OTHER | warningsOrContraIndicationsDescription (6381) must be used, SET languageCode (6382) only for CW999, else only "en" will be mapped to "any" per default (see BR-DTX-UDI-078, BR-DTX-UDID-094) | Critical Warnings type | FLD-UDID-212 | ENUM_UDID_CriticalWarnings | CW999 | OTHER ** | Yes | Update | Updated EUDAMED Code Definition | 2025-10
| 7710 | communicationChannelCode | CommunicationChannelCode | EMAIL | Email | Creating/sending/receiving of unstructured free text messages or documents using computer network, a mini-computer or an attached modem and regular telephone line or other electronic transmission media. |  | Email | FLD-EUD-018 | (NA) | (NA) | (NA) | Yes
| 7720 | communicationChannelCode | CommunicationChannelCode | TELEPHONE | Telephone | Voice/data transmission by telephone. |  | Telephone | FLD-EUD-017 | (NA) | (NA) | (NA) | Yes
| 7730 | targetMarketConsumerSalesConditionCode | ConsumerSalesConditionTypeCode | ORIGINAL_PLACED | Original (first) market placement | Original (first) market placement. |  | Member State of the placing on the EU market of the device | FLD-UDID-137 | (NA) | (NA) | (NA) | No | Add | Added codelist mapping | 2025-10
| 7740 | targetMarketConsumerSalesConditionCode | ConsumerSalesConditionTypeCode | ADDITIONAL_MARKET_AVAILABILITY | Additional market(s) availability | Additional market(s) availability. |  | Member State were the device is or is to be made available | FLD-UDID-252 | (NA) | (NA) | (NA) | No | Add | Added codelist mapping | 2025-10
| 20 | contactTypeCode | ContactTypeCode | EMA | Manufacturer actor UDI data base | The manufacturer actor for the UDI regulatory data base as defined by the party from additionalPartyIdentification/@additionalPartyIdentificationTypeCode list. |  | Legal Manufacturer SRN | FLD-UDID-10 | (NA) | (NA) | (NA) | Yes | Add | Added codelist mapping | 2025-10
| 30 | contactTypeCode | ContactTypeCode | EAR | Authorized representative actor UDI data base | The authorized representative actor for the UDI regulatory data base as defined by the party from additionalPartyIdentification/@additionalPartyIdentificationTypeCode list. |  | Authorised Representative | FLD-UDID-15 | (NA) | (NA) | (NA) | Yes | Add | Added codelist mapping | 2025-10
| 40 | contactTypeCode | ContactTypeCode | EPP | System pack producer actor UDI data base | The system and/or procedure pack producer actor (SPPP) for the UDI regulatory data base as defined by the party from additionalPartyIdentification/@additionalPartyIdentificationTypeCode list. |  | System or Procedure Pack Producer Actor ID | FLD-UDID-44 | (NA) | (NA) | (NA) | Yes | Add | Added codelist mapping | 2025-10
| 50 | contactTypeCode | ContactTypeCode | EPD | Product designer actor UDI data base | The product designer actor (e.g. ODM = original design manufacturer) for the UDI regulatory data base as defined by the party from additionalPartyIdentification/@additionalPartyIdentificationTypeCode list. |  | Natural or Legal person who manufactured and designed the Device | (various) | (NA) | (NA) | (NA) | Yes | Add | Added codelist mapping | 2025-10
2840 | 7750 | euMedicalDeviceStatus | EUMedicalDeviceStatus | NO_LONGER_PLACED_ON_MARKET | No longer placed on the (EU) market | No longer placed on the (EU) market. |  | Device Status; Container Pack Status | FLD-UDID-130 | ENUM_UDID_DeviceStatus, ENUM_UDID_ContainedItemStatus | NO_LONGER_PLACED_ON_THE_MARKET | No Longer placed on the Market | Yes
2920 | 7760 | euMedicalDeviceStatus | EUMedicalDeviceStatus | NOT_INTENDED_FOR_EU_MARKET | Not intended for European Union (EU) market | Not intended for European Union (EU) market. |  | Device Status; Container Pack Status | FLD-UDID-130 | ENUM_UDID_DeviceStatus, ENUM_UDID_ContainedItemStatus | NOT_INTENDED_FOR_EU_MARKET | Not Intended for EU Market | Yes
3000 | 7770 | euMedicalDeviceStatus | EUMedicalDeviceStatus | ON_MARKET | On the market | On the (EU) market. |  | Device Status; Container Pack Status | FLD-UDID-130 | ENUM_UDID_DeviceStatus, ENUM_UDID_ContainedItemStatus | ON_THE_MARKET | On the Market | Yes
4850 | 7780 | manufacturerDeclaredReusabilityTypeCode | HealthcareTradeItemReusabilityTypeCode | LIMITED_REUSABLE | Limited Reusable | Manufacturer has indicated that product may be reused but has provided special instructions, limitations or guidelines around the reuse of this trade item. |  | Labelled as single use | FLD-UDID-167 | (NA) | FALSE | FALSE | Yes
4851 | 7790 | manufacturerDeclaredReusabilityTypeCode | HealthcareTradeItemReusabilityTypeCode | REUSABLE | Reusable | Product can be reused |  | Labelled as single use | FLD-UDID-167 | (NA) | FALSE | FALSE | Yes
4852 | 7800 | manufacturerDeclaredReusabilityTypeCode | HealthcareTradeItemReusabilityTypeCode | REUSABLE_SAME_PATIENT | Reusable Same Patient | Product can only be reused for the same patient. |  | Labelled as single use | FLD-UDID-167 | (NA) | TRUE | TRUE | Yes
4853 | 7810 | manufacturerDeclaredReusabilityTypeCode | HealthcareTradeItemReusabilityTypeCode | SINGLE_USE | Single Use | Item is not intended to be reused. |  | Labelled as single use | FLD-UDID-167 | (NA) | TRUE | TRUE | Yes
| 7820 | additionalTradeItemDescription; clinicalSizeDescription; clinicalStorageHandlingDescription; regulatedChemicalDescription; systemOrProcedurePackMedicalPurposeDescription; tradeItemDescription; warningsOrContraIndicationsDescription | LanguageCode | bg | Bulgarian |  |  | (various): LanguageSpecificContent [EUDAMED- Common Entities] | (various) | BR-EUD-005 : MDR Languages - ENUM_MDR_LANGUAGE | bg | Bulgarian | No | Add | Added codelist mapping | 2025-10
| 7830 | additionalTradeItemDescription; clinicalSizeDescription; clinicalStorageHandlingDescription; regulatedChemicalDescription; systemOrProcedurePackMedicalPurposeDescription; tradeItemDescription; warningsOrContraIndicationsDescription | LanguageCode | hr | Croatian |  |  | (various): LanguageSpecificContent [EUDAMED- Common Entities] | (various) | BR-EUD-005 : MDR Languages - ENUM_MDR_LANGUAGE | hr | Croatian | No | Add | Added codelist mapping | 2025-10
| 7840 | additionalTradeItemDescription; clinicalSizeDescription; clinicalStorageHandlingDescription; regulatedChemicalDescription; systemOrProcedurePackMedicalPurposeDescription; tradeItemDescription; warningsOrContraIndicationsDescription | LanguageCode | cs | Czech |  |  | (various): LanguageSpecificContent [EUDAMED- Common Entities] | (various) | BR-EUD-005 : MDR Languages - ENUM_MDR_LANGUAGE | cs | Czech | No | Add | Added codelist mapping | 2025-10
| 7850 | additionalTradeItemDescription; clinicalSizeDescription; clinicalStorageHandlingDescription; regulatedChemicalDescription; systemOrProcedurePackMedicalPurposeDescription; tradeItemDescription; warningsOrContraIndicationsDescription | LanguageCode | da | Danish |  |  | (various): LanguageSpecificContent [EUDAMED- Common Entities] | (various) | BR-EUD-005 : MDR Languages - ENUM_MDR_LANGUAGE | da | Danish | No | Add | Added codelist mapping | 2025-10
| 7860 | additionalTradeItemDescription; clinicalSizeDescription; clinicalStorageHandlingDescription; regulatedChemicalDescription; systemOrProcedurePackMedicalPurposeDescription; tradeItemDescription; warningsOrContraIndicationsDescription | LanguageCode | nl | Dutch |  |  | (various): LanguageSpecificContent [EUDAMED- Common Entities] | (various) | BR-EUD-005 : MDR Languages - ENUM_MDR_LANGUAGE | nl | Dutch | No | Add | Added codelist mapping | 2025-10
| 7870 | additionalTradeItemDescription; clinicalSizeDescription; clinicalStorageHandlingDescription; consumerStorageInstructions; packagingTypeDescription; regulatedChemicalDescription; systemOrProcedurePackMedicalPurposeDescription; tradeItemDescription; warningsOrContraIndicationsDescription | LanguageCode | en | English |  |  | (various): LanguageSpecificContent [EUDAMED- Common Entities] | (various) | BR-EUD-005 : MDR Languages - ENUM_MDR_LANGUAGE | en | English | Yes
| 7880 | additionalTradeItemDescription; clinicalSizeDescription; clinicalStorageHandlingDescription; regulatedChemicalDescription; systemOrProcedurePackMedicalPurposeDescription; tradeItemDescription; warningsOrContraIndicationsDescription | LanguageCode | et | Estonian |  |  | (various): LanguageSpecificContent [EUDAMED- Common Entities] | (various) | BR-EUD-005 : MDR Languages - ENUM_MDR_LANGUAGE | et | Estonian | No | Add | Added codelist mapping | 2025-10
| 7890 | additionalTradeItemDescription; clinicalSizeDescription; clinicalStorageHandlingDescription; regulatedChemicalDescription; systemOrProcedurePackMedicalPurposeDescription; tradeItemDescription; warningsOrContraIndicationsDescription | LanguageCode | fi | Finnish |  |  | (various): LanguageSpecificContent [EUDAMED- Common Entities] | (various) | BR-EUD-005 : MDR Languages - ENUM_MDR_LANGUAGE | fi | Finnish | No | Add | Added codelist mapping | 2025-10
| 7900 | additionalTradeItemDescription; clinicalSizeDescription; clinicalStorageHandlingDescription; regulatedChemicalDescription; systemOrProcedurePackMedicalPurposeDescription; tradeItemDescription; warningsOrContraIndicationsDescription | LanguageCode | fr | French |  |  | (various): LanguageSpecificContent [EUDAMED- Common Entities] | (various) | BR-EUD-005 : MDR Languages - ENUM_MDR_LANGUAGE | fr | French | Yes | Add | Added codelist mapping | 2025-10
| 7910 | additionalTradeItemDescription; clinicalSizeDescription; clinicalStorageHandlingDescription; regulatedChemicalDescription; systemOrProcedurePackMedicalPurposeDescription; tradeItemDescription; warningsOrContraIndicationsDescription | LanguageCode | de | German |  |  | (various): LanguageSpecificContent [EUDAMED- Common Entities] | (various) | BR-EUD-005 : MDR Languages - ENUM_MDR_LANGUAGE | de | German | Yes | Add | Added codelist mapping | 2025-10
| 7920 | additionalTradeItemDescription; clinicalSizeDescription; clinicalStorageHandlingDescription; regulatedChemicalDescription; systemOrProcedurePackMedicalPurposeDescription; tradeItemDescription; warningsOrContraIndicationsDescription | LanguageCode | el | Greek |  |  | (various): LanguageSpecificContent [EUDAMED- Common Entities] | (various) | BR-EUD-005 : MDR Languages - ENUM_MDR_LANGUAGE | el | Greek | No | Add | Added codelist mapping | 2025-10
| 7930 | additionalTradeItemDescription; clinicalSizeDescription; clinicalStorageHandlingDescription; regulatedChemicalDescription; systemOrProcedurePackMedicalPurposeDescription; tradeItemDescription; warningsOrContraIndicationsDescription | LanguageCode | hu | Hungarian |  |  | (various): LanguageSpecificContent [EUDAMED- Common Entities] | (various) | BR-EUD-005 : MDR Languages - ENUM_MDR_LANGUAGE | hu | Hungarian | No | Add | Added codelist mapping | 2025-10
| 7940 | additionalTradeItemDescription; clinicalSizeDescription; clinicalStorageHandlingDescription; regulatedChemicalDescription; systemOrProcedurePackMedicalPurposeDescription; tradeItemDescription; warningsOrContraIndicationsDescription | LanguageCode | is | Icelandic |  |  | (various): LanguageSpecificContent [EUDAMED- Common Entities] | (various) | BR-EUD-005 : MDR Languages - ENUM_MDR_LANGUAGE | is | Icelandic | No | Add | Added codelist mapping | 2025-10
| 7950 | additionalTradeItemDescription; clinicalSizeDescription; clinicalStorageHandlingDescription; regulatedChemicalDescription; systemOrProcedurePackMedicalPurposeDescription; tradeItemDescription; warningsOrContraIndicationsDescription | LanguageCode | ga | Irish |  |  | (various): LanguageSpecificContent [EUDAMED- Common Entities] | (various) | BR-EUD-005 : MDR Languages - ENUM_MDR_LANGUAGE | ga | Irish | No | Add | Added codelist mapping | 2025-10
| 7960 | additionalTradeItemDescription; clinicalSizeDescription; clinicalStorageHandlingDescription; regulatedChemicalDescription; systemOrProcedurePackMedicalPurposeDescription; tradeItemDescription; warningsOrContraIndicationsDescription | LanguageCode | it | Italian |  |  | (various): LanguageSpecificContent [EUDAMED- Common Entities] | (various) | BR-EUD-005 : MDR Languages - ENUM_MDR_LANGUAGE | it | Italian | Yes | Add | Added codelist mapping | 2025-10
| 7970 | additionalTradeItemDescription; clinicalSizeDescription; clinicalStorageHandlingDescription; regulatedChemicalDescription; systemOrProcedurePackMedicalPurposeDescription; tradeItemDescription; warningsOrContraIndicationsDescription | LanguageCode | lv | Latvian |  |  | (various): LanguageSpecificContent [EUDAMED- Common Entities] | (various) | BR-EUD-005 : MDR Languages - ENUM_MDR_LANGUAGE | lv | Latvian | No | Add | Added codelist mapping | 2025-10
| 7980 | additionalTradeItemDescription; clinicalSizeDescription; clinicalStorageHandlingDescription; regulatedChemicalDescription; systemOrProcedurePackMedicalPurposeDescription; tradeItemDescription; warningsOrContraIndicationsDescription | LanguageCode | lt | Lithuanian |  |  | (various): LanguageSpecificContent [EUDAMED- Common Entities] | (various) | BR-EUD-005 : MDR Languages - ENUM_MDR_LANGUAGE | lt | Lithuanian | No | Add | Added codelist mapping | 2025-10
| 7990 | additionalTradeItemDescription; clinicalSizeDescription; clinicalStorageHandlingDescription; regulatedChemicalDescription; systemOrProcedurePackMedicalPurposeDescription; tradeItemDescription; warningsOrContraIndicationsDescription | LanguageCode | mt | Maltese |  |  | (various): LanguageSpecificContent [EUDAMED- Common Entities] | (various) | BR-EUD-005 : MDR Languages - ENUM_MDR_LANGUAGE | mt | Maltese | No | Add | Added codelist mapping | 2025-10
| 8000 | additionalTradeItemDescription; clinicalSizeDescription; clinicalStorageHandlingDescription; regulatedChemicalDescription; systemOrProcedurePackMedicalPurposeDescription; tradeItemDescription; warningsOrContraIndicationsDescription | LanguageCode | no | Norwegian |  |  | (various): LanguageSpecificContent [EUDAMED- Common Entities] | (various) | BR-EUD-005 : MDR Languages - ENUM_MDR_LANGUAGE | no | Norwegian | No | Add | Added codelist mapping | 2025-10
| 8010 | additionalTradeItemDescription; clinicalSizeDescription; clinicalStorageHandlingDescription; regulatedChemicalDescription; systemOrProcedurePackMedicalPurposeDescription; tradeItemDescription; warningsOrContraIndicationsDescription | LanguageCode | pl | Polish |  |  | (various): LanguageSpecificContent [EUDAMED- Common Entities] | (various) | BR-EUD-005 : MDR Languages - ENUM_MDR_LANGUAGE | pl | Polish | No | Add | Added codelist mapping | 2025-10
| 8020 | additionalTradeItemDescription; clinicalSizeDescription; clinicalStorageHandlingDescription; regulatedChemicalDescription; systemOrProcedurePackMedicalPurposeDescription; tradeItemDescription; warningsOrContraIndicationsDescription | LanguageCode | pt | Portuguese |  |  | (various): LanguageSpecificContent [EUDAMED- Common Entities] | (various) | BR-EUD-005 : MDR Languages - ENUM_MDR_LANGUAGE | pt | Portuguese | No | Add | Added codelist mapping | 2025-10
| 8030 | additionalTradeItemDescription; clinicalSizeDescription; clinicalStorageHandlingDescription; regulatedChemicalDescription; systemOrProcedurePackMedicalPurposeDescription; tradeItemDescription; warningsOrContraIndicationsDescription | LanguageCode | ro | Romanian |  |  | (various): LanguageSpecificContent [EUDAMED- Common Entities] | (various) | BR-EUD-005 : MDR Languages - ENUM_MDR_LANGUAGE | ro | Romanian | No | Add | Added codelist mapping | 2025-10
| 8040 | additionalTradeItemDescription; clinicalSizeDescription; clinicalStorageHandlingDescription; regulatedChemicalDescription; systemOrProcedurePackMedicalPurposeDescription; tradeItemDescription; warningsOrContraIndicationsDescription | LanguageCode | sk | Slovak |  |  | (various): LanguageSpecificContent [EUDAMED- Common Entities] | (various) | BR-EUD-005 : MDR Languages - ENUM_MDR_LANGUAGE | sk | Slovak | No | Add | Added codelist mapping | 2025-10
| 8050 | additionalTradeItemDescription; clinicalSizeDescription; clinicalStorageHandlingDescription; regulatedChemicalDescription; systemOrProcedurePackMedicalPurposeDescription; tradeItemDescription; warningsOrContraIndicationsDescription | LanguageCode | sl | Slovenian |  |  | (various): LanguageSpecificContent [EUDAMED- Common Entities] | (various) | BR-EUD-005 : MDR Languages - ENUM_MDR_LANGUAGE | sl | Slovenian | No | Add | Added codelist mapping | 2025-10
| 8060 | additionalTradeItemDescription; clinicalSizeDescription; clinicalStorageHandlingDescription; regulatedChemicalDescription; systemOrProcedurePackMedicalPurposeDescription; tradeItemDescription; warningsOrContraIndicationsDescription | LanguageCode | es | Spanish |  |  | (various): LanguageSpecificContent [EUDAMED- Common Entities] | (various) | BR-EUD-005 : MDR Languages - ENUM_MDR_LANGUAGE | es | Spanish | No | Add | Added codelist mapping | 2025-10
| 8070 | additionalTradeItemDescription; clinicalSizeDescription; clinicalStorageHandlingDescription; regulatedChemicalDescription; systemOrProcedurePackMedicalPurposeDescription; tradeItemDescription; warningsOrContraIndicationsDescription | LanguageCode | sv | Swedish |  |  | (various): LanguageSpecificContent [EUDAMED- Common Entities] | (various) | BR-EUD-005 : MDR Languages - ENUM_MDR_LANGUAGE | sv | Swedish | No | Add | Added codelist mapping | 2025-10
| 8080 | additionalTradeItemDescription; clinicalSizeDescription; clinicalStorageHandlingDescription; regulatedChemicalDescription; systemOrProcedurePackMedicalPurposeDescription; tradeItemDescription; warningsOrContraIndicationsDescription | LanguageCode | tr | Turkish |  |  | (various): LanguageSpecificContent [EUDAMED- Common Entities] | (various) | BR-EUD-005 : MDR Languages - ENUM_MDR_LANGUAGE | tr | Turkish | No | Add | Added codelist mapping | 2025-10
20800 | 1390 | clinicalSizeValue/@measurementUnitCode; clinicalSizeValueMaximum/@measurementUnitCode | MeasurementUnitCode_GDSN | P1 | Percent | A unit of proportion equal to 0.01. |  | /Measure Unit | FLD-UDID-195 | ENUM_UDID_ClinicalSizeMeasureUnit | MU01 | % | Yes
20840 | 1400 | clinicalSizeValue/@measurementUnitCode; clinicalSizeValueMaximum/@measurementUnitCode | MeasurementUnitCode_GDSN | /L | per litre (/L) | Per Litre [/L] (Unified code) |  | /Measure Unit | FLD-UDID-195 | ENUM_UDID_ClinicalSizeMeasureUnit | MU02 | /litre (/L) | Yes
20880 | 1410 | clinicalSizeValue/@measurementUnitCode; clinicalSizeValueMaximum/@measurementUnitCode | MeasurementUnitCode_GDSN | /mL | per millilitre (/mL) | Per millilitre [/mL] (Unified Code) |  | /Measure Unit | FLD-UDID-195 | ENUM_UDID_ClinicalSizeMeasureUnit | MU03 | /millilitre (/mL) | Yes
20920 | 1420 | clinicalSizeValue/@measurementUnitCode; clinicalSizeValueMaximum/@measurementUnitCode | MeasurementUnitCode_GDSN | /mmol | per millimole (/mmol) | Per millimole [/mmol] (Unified code) |  | /Measure Unit | FLD-UDID-195 | ENUM_UDID_ClinicalSizeMeasureUnit | MU04 | /millimole (/mmol) | Yes
20960 | 1430 | clinicalSizeValue/@measurementUnitCode; clinicalSizeValueMaximum/@measurementUnitCode | MeasurementUnitCode_GDSN | NIU | Number of International Units | A unit of count defining the number of international units. The International Unit is a unit of measurement for the amount of a substance, based on measured biological activity or effect.The unit is used for vitamins, hormones, some medications, vaccines, blood products, and similar biologically active substances |  | /Measure Unit | FLD-UDID-195 | ENUM_UDID_ClinicalSizeMeasureUnit | MU05 | international unit [IU] | Yes
21000 | 1440 | clinicalSizeValue/@measurementUnitCode; clinicalSizeValueMaximum/@measurementUnitCode | MeasurementUnitCode_GDSN | [iU]/d | International unit per day [iU/d] | International unit per day [iU/d] (Unified Code) |  | /Measure Unit | FLD-UDID-195 | ENUM_UDID_ClinicalSizeMeasureUnit | MU06 | international unit per day [IU]/day ([IU]/d) | Yes
21040 | 1450 | clinicalSizeValue/@measurementUnitCode; clinicalSizeValueMaximum/@measurementUnitCode | MeasurementUnitCode_GDSN | [iU]/L | International unit per litre [iU/L] | International unit per litre [iU/L] (Unified Code) |  | /Measure Unit | FLD-UDID-195 | ENUM_UDID_ClinicalSizeMeasureUnit | MU07 | international unit per litre [IU]/litre [IU]/L | Yes
21080 | 1460 | clinicalSizeValue/@measurementUnitCode; clinicalSizeValueMaximum/@measurementUnitCode | MeasurementUnitCode_GDSN | [iU]/mL | International unit per millilitre [iU/mL] | International unit per millilitre [iU/mL] (Unified Code) |  | /Measure Unit | FLD-UDID-195 | ENUM_UDID_ClinicalSizeMeasureUnit | MU08 | international unit per millilitre [IU]/millilitre [IU]/mL | Yes
21120 | 1470 | clinicalSizeValue/@measurementUnitCode; clinicalSizeValueMaximum/@measurementUnitCode | MeasurementUnitCode_GDSN | CLT | Centilitre | A centilitre is one hundredth (1/100) of a litre |  | /Measure Unit | FLD-UDID-195 | ENUM_UDID_ClinicalSizeMeasureUnit | MU09 | centilitre (cL) | Yes
21160 | 1480 | clinicalSizeValue/@measurementUnitCode; clinicalSizeValueMaximum/@measurementUnitCode | MeasurementUnitCode_GDSN | CMT | Centimetre | A centimetre is equal to one hundredth of a metre. |  | /Measure Unit | FLD-UDID-195 | ENUM_UDID_ClinicalSizeMeasureUnit | MU10 | centimetre (cm) | Yes
21200 | 1490 | clinicalSizeValue/@measurementUnitCode; clinicalSizeValueMaximum/@measurementUnitCode | MeasurementUnitCode_GDSN | 2M | Centimetre Per Second | The number of centimetre per second the trade item or part of the trade item moves. |  | /Measure Unit | FLD-UDID-195 | ENUM_UDID_ClinicalSizeMeasureUnit | MU11 | centimetre per second (cm/s) | Yes
21240 | 1500 | clinicalSizeValue/@measurementUnitCode; clinicalSizeValueMaximum/@measurementUnitCode | MeasurementUnitCode_GDSN | CMQ | Cubic centimetre | A cubic centimetre is the volume of a cube of side length one centimetre (0.01 m) equal to a millilitre. |  | /Measure Unit | FLD-UDID-195 | ENUM_UDID_ClinicalSizeMeasureUnit | MU12 | cubic centimetre (cu cm or cm3) | Yes
21280 | 1510 | clinicalSizeValue/@measurementUnitCode; clinicalSizeValueMaximum/@measurementUnitCode | MeasurementUnitCode_GDSN | MMQ | Cubic millimetre | A cubic millimetre is the volume of a cube of side length one milliimetre (0.001 m) |  | /Measure Unit | FLD-UDID-195 | ENUM_UDID_ClinicalSizeMeasureUnit | MU13 | cubic millimetre (cu mm or mm3) | Yes
21320 | 1520 | clinicalSizeValue/@measurementUnitCode; clinicalSizeValueMaximum/@measurementUnitCode | MeasurementUnitCode_GDSN | G21 | Cup (US) | Cup (US) |  | /Measure Unit | FLD-UDID-195 | ENUM_UDID_ClinicalSizeMeasureUnit | MU14 | cup | Yes
21360 | 1530 | clinicalSizeValue/@measurementUnitCode; clinicalSizeValueMaximum/@measurementUnitCode | MeasurementUnitCode_GDSN | DAY | Days | A day is one three hundreds and sixty fifth (1/365) of a year |  | /Measure Unit | FLD-UDID-195 | ENUM_UDID_ClinicalSizeMeasureUnit | MU15 | day (d) | Yes
21400 | 1540 | clinicalSizeValue/@measurementUnitCode; clinicalSizeValueMaximum/@measurementUnitCode | MeasurementUnitCode_GDSN | DLT | Decilitre | A decilitre is one tenth (1/10) of a litre. |  | /Measure Unit | FLD-UDID-195 | ENUM_UDID_ClinicalSizeMeasureUnit | MU16 | decilitre (dL) | Yes
21440 | 1550 | clinicalSizeValue/@measurementUnitCode; clinicalSizeValueMaximum/@measurementUnitCode | MeasurementUnitCode_GDSN | DMT | Decimetre | A decimetre is equal to one tenth of a metre. |  | /Measure Unit | FLD-UDID-195 | ENUM_UDID_ClinicalSizeMeasureUnit | MU17 | decimetre (dm) | Yes
21480 | 1560 | clinicalSizeValue/@measurementUnitCode; clinicalSizeValueMaximum/@measurementUnitCode | MeasurementUnitCode_GDSN | CEL | Degree Celsius | Celsius (also historically known as centigrade) is a temperature scale, the freezing point of water is 0 degrees Celsius (°C) and the boiling point 100 °C (at standard atmospheric pressure), placing the boiling and freezing points of water exactly 100 degrees apart. |  | /Measure Unit | FLD-UDID-195 | ENUM_UDID_ClinicalSizeMeasureUnit | MU18 | degree Celsius (°C) | Yes
21520 | 1570 | clinicalSizeValue/@measurementUnitCode; clinicalSizeValueMaximum/@measurementUnitCode | MeasurementUnitCode_GDSN | umol/min | Micromole per minute (umol/min) | Micromole per minute (umol/min) (Unified code) |  | /Measure Unit | FLD-UDID-195 | ENUM_UDID_ClinicalSizeMeasureUnit | MU19 | micromoles per minute (=1 mol/min) | Yes
21560 | 1580 | clinicalSizeValue/@measurementUnitCode; clinicalSizeValueMaximum/@measurementUnitCode | MeasurementUnitCode_GDSN | A71 | Femtometre | Femtometre- a quadrillionth of a metre (10 to the negative 15th power) |  | /Measure Unit | FLD-UDID-195 | ENUM_UDID_ClinicalSizeMeasureUnit | MU20 | femtometre (fm) | Yes
21600 | 1590 | clinicalSizeValue/@measurementUnitCode; clinicalSizeValueMaximum/@measurementUnitCode | MeasurementUnitCode_GDSN | Q32 | Femtolitre | Femtolitre- Femtolitre is the metric unit of volume equal to one thousand trillionth (European) or one quadrillionth (American) litre. One femtolitre is the same as one cubic micrometre (μm3), which can be represented numerically as 0.00000000000001/liter. |  | /Measure Unit | FLD-UDID-195 | ENUM_UDID_ClinicalSizeMeasureUnit | MU21 | femtolitre (fL) | Yes
21640 | 1600 | clinicalSizeValue/@measurementUnitCode; clinicalSizeValueMaximum/@measurementUnitCode | MeasurementUnitCode_GDSN | fmol/L | Femtomole per litre [fmol/L] | Femtomole per litre [fmol/L] (Unified code) |  | /Measure Unit | FLD-UDID-195 | ENUM_UDID_ClinicalSizeMeasureUnit | MU22 | femtomole/litre (fmol/L) | Yes
21680 | 1610 | clinicalSizeValue/@measurementUnitCode; clinicalSizeValueMaximum/@measurementUnitCode | MeasurementUnitCode_GDSN | FOT | Foot | The international foot is defined to be equal to 0.3048 meters. |  | /Measure Unit | FLD-UDID-195 | ENUM_UDID_ClinicalSizeMeasureUnit | MU23 | foot (ft) | Yes
21720 | 1620 | clinicalSizeValue/@measurementUnitCode; clinicalSizeValueMaximum/@measurementUnitCode | MeasurementUnitCode_GDSN | GRM | Gram | A gram is defined as one one-thousandth of the kilogram (1×10-3 kg). |  | /Measure Unit | FLD-UDID-195 | ENUM_UDID_ClinicalSizeMeasureUnit | MU24 | gram (g) | Yes
21760 | 1630 | clinicalSizeValue/@measurementUnitCode; clinicalSizeValueMaximum/@measurementUnitCode | MeasurementUnitCode_GDSN | GL | Gram Per Litre | Gram Per Litre:A unit of measurement of mass concentration that shows how many grams of a certain substance are present in one litre. |  | /Measure Unit | FLD-UDID-195 | ENUM_UDID_ClinicalSizeMeasureUnit | MU25 | gram per litre (g/L) | Yes
21800 | 1640 | clinicalSizeValue/@measurementUnitCode; clinicalSizeValueMaximum/@measurementUnitCode | MeasurementUnitCode_GDSN | HUR | Hour | An hour is a unit of measurement of time of the duration of 60 minutes, or 3600 seconds. It is 1/24 of a median Earth day. |  | /Measure Unit | FLD-UDID-195 | ENUM_UDID_ClinicalSizeMeasureUnit | MU26 | hour (h) | Yes
21840 | 1650 | clinicalSizeValue/@measurementUnitCode; clinicalSizeValueMaximum/@measurementUnitCode | MeasurementUnitCode_GDSN | HTZ | Hertz | A unit of frequency defined as the number of complete cycles per second; it is the basic unit of frequency in the International System of Units (SI). |  | /Measure Unit | FLD-UDID-195 | ENUM_UDID_ClinicalSizeMeasureUnit | MU27 | hertz (Hz) | Yes
21880 | 1660 | clinicalSizeValue/@measurementUnitCode; clinicalSizeValueMaximum/@measurementUnitCode | MeasurementUnitCode_GDSN | INH | Inches | An international inch is defined to be equal to 25.4 millimeters. |  | /Measure Unit | FLD-UDID-195 | ENUM_UDID_ClinicalSizeMeasureUnit | MU28 | inch (in) | Yes
21920 | 1670 | clinicalSizeValue/@measurementUnitCode; clinicalSizeValueMaximum/@measurementUnitCode | MeasurementUnitCode_GDSN | KGM | Kilogram | A unit of mass equal to one thousand grams. |  | /Measure Unit | FLD-UDID-195 | ENUM_UDID_ClinicalSizeMeasureUnit | MU29 | kilogram (kg) | Yes
21960 | 1680 | clinicalSizeValue/@measurementUnitCode; clinicalSizeValueMaximum/@measurementUnitCode | MeasurementUnitCode_GDSN | K6 | Kilolitre | A kilolitre is one thousand (1000) litres. |  | /Measure Unit | FLD-UDID-195 | ENUM_UDID_ClinicalSizeMeasureUnit | MU30 | kilolitre (KL) | Yes
22000 | 1690 | clinicalSizeValue/@measurementUnitCode; clinicalSizeValueMaximum/@measurementUnitCode | MeasurementUnitCode_GDSN | KMH | Kilometre Per Hour | The number of kilometre per hour the trade item or part of the trade item moves. |  | /Measure Unit | FLD-UDID-195 | ENUM_UDID_ClinicalSizeMeasureUnit | MU31 | kilometre (km) | Yes
22040 | 1700 | clinicalSizeValue/@measurementUnitCode; clinicalSizeValueMaximum/@measurementUnitCode; minimumEnvironmentAtmosphericPressure/@measurementUnitCode; maximumEnvironmentAtmosphericPressure/@measurementUnitCode | MeasurementUnitCode_GDSN | KPA | Kilopascal | Kilopascal- a thousand pascals (10 to the 3rd power) |  | /Measure Unit | FLD-UDID-195 | ENUM_UDID_ClinicalSizeMeasureUnit | MU32 | kilopascal (kPa) | Yes
22080 | 1710 | clinicalSizeValue/@measurementUnitCode; clinicalSizeValueMaximum/@measurementUnitCode | MeasurementUnitCode_GDSN | kU/L | Kilo unit per litre [kU/L] | Kilo unit per litre [kU/L] (Unified code) |  | /Measure Unit | FLD-UDID-195 | ENUM_UDID_ClinicalSizeMeasureUnit | MU33 | kiloU per litre (kU/L) | Yes
22120 | 1720 | clinicalSizeValue/@measurementUnitCode; clinicalSizeValueMaximum/@measurementUnitCode | MeasurementUnitCode_GDSN | LTR | Litre | A litre is defined as a special name for a cubic decimetre (1 L = 1 dm3 = 1000 cm3). |  | /Measure Unit | FLD-UDID-195 | ENUM_UDID_ClinicalSizeMeasureUnit | MU34 | litre (L) | Yes
22160 | 1730 | clinicalSizeValue/@measurementUnitCode; clinicalSizeValueMaximum/@measurementUnitCode | MeasurementUnitCode_GDSN | m[iU]/L | Milliinternational units per litre [m[iU]/L] | Milliinternational units per litre [m[iU]/L] (Unified code) |  | /Measure Unit | FLD-UDID-195 | ENUM_UDID_ClinicalSizeMeasureUnit | MU35 | milli international unit per litre (m[iU]/L) | Yes
22200 | 1740 | clinicalSizeValue/@measurementUnitCode; clinicalSizeValueMaximum/@measurementUnitCode | MeasurementUnitCode_GDSN | MTR | Metre | The metre is the basic unit of length in the International System of Units (SI). |  | /Measure Unit | FLD-UDID-195 | ENUM_UDID_ClinicalSizeMeasureUnit | MU36 | metre (m) | Yes
22240 | 1750 | clinicalSizeValue/@measurementUnitCode; clinicalSizeValueMaximum/@measurementUnitCode | MeasurementUnitCode_GDSN | MGM | Milligram | A milligram is one thousandth of a gram (0.001) |  | /Measure Unit | FLD-UDID-195 | ENUM_UDID_ClinicalSizeMeasureUnit | MU37 | milligram (mg) | Yes
22280 | 1760 | clinicalSizeValue/@measurementUnitCode; clinicalSizeValueMaximum/@measurementUnitCode | MeasurementUnitCode_GDSN | mg/L | Milligram per litre [mg/L] | Milligram per litre [mg/L] (Unified code) |  | /Measure Unit | FLD-UDID-195 | ENUM_UDID_ClinicalSizeMeasureUnit | MU38 | milligram per litre (mg/L) | Yes
22320 | 1770 | clinicalSizeValue/@measurementUnitCode; clinicalSizeValueMaximum/@measurementUnitCode | MeasurementUnitCode_GDSN | mg/mL | Milligram per millilitre [mg/mL] | Milligram per millilitre [mg/mL] (Unified code) |  | /Measure Unit | FLD-UDID-195 | ENUM_UDID_ClinicalSizeMeasureUnit | MU39 | milligram per millilitre (mg/mL) | Yes
22360 | 1780 | clinicalSizeValue/@measurementUnitCode; clinicalSizeValueMaximum/@measurementUnitCode | MeasurementUnitCode_GDSN | MC | Microgram | A microgram is one millionth of a gram (0.000001) |  | /Measure Unit | FLD-UDID-195 | ENUM_UDID_ClinicalSizeMeasureUnit | MU40 | microgram (µg) | Yes
22400 | 1790 | clinicalSizeValue/@measurementUnitCode; clinicalSizeValueMaximum/@measurementUnitCode | MeasurementUnitCode_GDSN | ug/min | Microgram per minute [ug/min] aka [mcg/min] | Microgram per minute [ug/min] (Unified code) aka [mcg/min] |  | /Measure Unit | FLD-UDID-195 | ENUM_UDID_ClinicalSizeMeasureUnit | MU41 | microgram per minute (µg/min) | Yes
22440 | 1800 | clinicalSizeValue/@measurementUnitCode; clinicalSizeValueMaximum/@measurementUnitCode | MeasurementUnitCode_GDSN | 4G | Microlitre | A microlitre is one millionth of a litre |  | /Measure Unit | FLD-UDID-195 | ENUM_UDID_ClinicalSizeMeasureUnit | MU42 | microlitre (µL or µl) | Yes
22480 | 1810 | clinicalSizeValue/@measurementUnitCode; clinicalSizeValueMaximum/@measurementUnitCode | MeasurementUnitCode_GDSN | 4H | Micrometre | A micrometre is one millionth of a metre, also termed Micron. |  | /Measure Unit | FLD-UDID-195 | ENUM_UDID_ClinicalSizeMeasureUnit | MU43 | micrometre (µm) | Yes
22520 | 1820 | clinicalSizeValue/@measurementUnitCode; clinicalSizeValueMaximum/@measurementUnitCode | MeasurementUnitCode_GDSN | FH | Micromole | One millionth (10 -6 ) of a mole. |  | /Measure Unit | FLD-UDID-195 | ENUM_UDID_ClinicalSizeMeasureUnit | MU44 | micromole (µmol) | Yes
22560 | 1830 | clinicalSizeValue/@measurementUnitCode; clinicalSizeValueMaximum/@measurementUnitCode | MeasurementUnitCode_GDSN | umol/L | Micromole per litre [umol/L] | Micromole per litre [umol/L] (Unified code) |  | /Measure Unit | FLD-UDID-195 | ENUM_UDID_ClinicalSizeMeasureUnit | MU45 | micromole per litre (µmol/L) | Yes
22600 | 1840 | clinicalSizeValue/@measurementUnitCode; clinicalSizeValueMaximum/@measurementUnitCode; minimumEnvironmentAtmosphericPressure/@measurementUnitCode; maximumEnvironmentAtmosphericPressure/@measurementUnitCode | MeasurementUnitCode_GDSN | MBR | Millibar | Millibar- a hundred pascals (10 to the 2nd power) |  | /Measure Unit | FLD-UDID-195 | ENUM_UDID_ClinicalSizeMeasureUnit | MU46 | millibar (mbar) | Yes
22640 | 1850 | clinicalSizeValue/@measurementUnitCode; clinicalSizeValueMaximum/@measurementUnitCode | MeasurementUnitCode_GDSN | MEQ | Milliequivalents | mEq or milliequivalents, the measure is used in terms of milliequivalents of solute per liter of solvent (or milliNormal where mEq/L = mN). This is especially common for measurement of compounds in biological fluids; for instance, the healthy level of potassium in the blood of a human is defined between 3.5 and 5.0 mEq/L. To better be able to denote the units of measure for nutrients as used in business today. |  | /Measure Unit | FLD-UDID-195 | ENUM_UDID_ClinicalSizeMeasureUnit | MU47 | milliequivalent (mEq) | Yes
22680 | 1860 | clinicalSizeValue/@measurementUnitCode; clinicalSizeValueMaximum/@measurementUnitCode | MeasurementUnitCode_GDSN | MLT | Millilitre | A millilitre is one thousandth of a litre (0.001) |  | /Measure Unit | FLD-UDID-195 | ENUM_UDID_ClinicalSizeMeasureUnit | MU48 | millilitre (mL) | Yes
22720 | 1870 | clinicalSizeValue/@measurementUnitCode; clinicalSizeValueMaximum/@measurementUnitCode | MeasurementUnitCode_GDSN | mL/s | Millilitre per second | Millilitre per second [mL/s] (Unified Code) |  | /Measure Unit | FLD-UDID-195 | ENUM_UDID_ClinicalSizeMeasureUnit | MU49 | millilitre per second (mL/s) | Yes
22760 | 1880 | clinicalSizeValue/@measurementUnitCode; clinicalSizeValueMaximum/@measurementUnitCode | MeasurementUnitCode_GDSN | MMT | Millimetre | A millimetre is one thousandth of a metre (0.001) |  | /Measure Unit | FLD-UDID-195 | ENUM_UDID_ClinicalSizeMeasureUnit | MU50 | millimetre (mm) | Yes
22800 | 1890 | clinicalSizeValue/@measurementUnitCode; clinicalSizeValueMaximum/@measurementUnitCode; minimumEnvironmentAtmosphericPressure/@measurementUnitCode; maximumEnvironmentAtmosphericPressure/@measurementUnitCode | MeasurementUnitCode_GDSN | mm[Hg] | Millimetre of mercury [pressure] | Millimetre of mercury [pressure] (Unified code) |  | /Measure Unit | FLD-UDID-195 | ENUM_UDID_ClinicalSizeMeasureUnit | MU51 | millimetre of mercury (mm Hg) | Yes
22840 | 1900 | clinicalSizeValue/@measurementUnitCode; clinicalSizeValueMaximum/@measurementUnitCode | MeasurementUnitCode_GDSN | C18 | Millimole | a millimole is one thousandth of a mole. |  | /Measure Unit | FLD-UDID-195 | ENUM_UDID_ClinicalSizeMeasureUnit | MU52 | millimole (mmol) | Yes
22880 | 1910 | clinicalSizeValue/@measurementUnitCode; clinicalSizeValueMaximum/@measurementUnitCode | MeasurementUnitCode_GDSN | mmol/L | Millimole per litre [mmol/L] | Millimole per litre [mmol/L] (Unified code) |  | /Measure Unit | FLD-UDID-195 | ENUM_UDID_ClinicalSizeMeasureUnit | MU53 | millimoles per litre (mmol/L) | Yes
22920 | 1920 | clinicalSizeValue/@measurementUnitCode; clinicalSizeValueMaximum/@measurementUnitCode | MeasurementUnitCode_GDSN | C26 | Millisecond | A millisecond (from milli- and second; abbreviation: ms) is a thousandth (1/1000) of a second. |  | /Measure Unit | FLD-UDID-195 | ENUM_UDID_ClinicalSizeMeasureUnit | MU54 | millisecond (ms) | Yes
22960 | 1930 | clinicalSizeValue/@measurementUnitCode; clinicalSizeValueMaximum/@measurementUnitCode | MeasurementUnitCode_GDSN | MIN | Minute (unit of time) | A minute is a unit of time equal to 1/60th of an hour or 60 seconds |  | /Measure Unit | FLD-UDID-195 | ENUM_UDID_ClinicalSizeMeasureUnit | MU55 | minute (min) | Yes
23000 | 1940 | clinicalSizeValue/@measurementUnitCode; clinicalSizeValueMaximum/@measurementUnitCode | MeasurementUnitCode_GDSN | mL/d | Millilitre per day [mL/d] | Millilitre per day [mL/d] (Unified Code) |  | /Measure Unit | FLD-UDID-195 | ENUM_UDID_ClinicalSizeMeasureUnit | MU56 | millilitre per day (mL/d) | Yes
23040 | 1950 | clinicalSizeValue/@measurementUnitCode; clinicalSizeValueMaximum/@measurementUnitCode | MeasurementUnitCode_GDSN | mL/min | Millilitre per minute | Millilitre per minute [mL/min] (Unified Code) |  | /Measure Unit | FLD-UDID-195 | ENUM_UDID_ClinicalSizeMeasureUnit | MU57 | millilitre per minute (mL or ml/min) | Yes
23080 | 1960 | clinicalSizeValue/@measurementUnitCode; clinicalSizeValueMaximum/@measurementUnitCode | MeasurementUnitCode_GDSN | H67 | Millimetre Per Hour | The number of millimetre per hour the trade item or part of the trade item moves. |  | /Measure Unit | FLD-UDID-195 | ENUM_UDID_ClinicalSizeMeasureUnit | MU58 | millimetre per hour (mm/h) | Yes
23120 | 1970 | clinicalSizeValue/@measurementUnitCode; clinicalSizeValueMaximum/@measurementUnitCode | MeasurementUnitCode_GDSN | mmol/g | Millimole per gram [mmol/g] | Millimole per gram [mmol/g] (Unified code) |  | /Measure Unit | FLD-UDID-195 | ENUM_UDID_ClinicalSizeMeasureUnit | MU59 | millimole per gram (mmol/g) | Yes
23160 | 1980 | clinicalSizeValue/@measurementUnitCode; clinicalSizeValueMaximum/@measurementUnitCode | MeasurementUnitCode_GDSN | mmol/kg | Millimole per kilogram [mmol/kg] | Millimole per kilogram [mmol/kg] (Unified code) |  | /Measure Unit | FLD-UDID-195 | ENUM_UDID_ClinicalSizeMeasureUnit | MU60 | millimole per kilogram (mmol/kg) | Yes
23200 | 1990 | clinicalSizeValue/@measurementUnitCode; clinicalSizeValueMaximum/@measurementUnitCode | MeasurementUnitCode_GDSN | mmol/kg[H2O] | Millimole per kilogram [H2O] [mmol/kg Water] | Millimole per kilogram [H2O] [mmol/kg Water] (Unified code) |  | /Measure Unit | FLD-UDID-195 | ENUM_UDID_ClinicalSizeMeasureUnit | MU61 | millimole per kilogram[H2O] (mmol/kg[H2O]) | Yes
23240 | 2000 | clinicalSizeValue/@measurementUnitCode; clinicalSizeValueMaximum/@measurementUnitCode | MeasurementUnitCode_GDSN | C34 | Mole | The mole (symbol mol) is the SI base unit of amount of substance; one of a few units used to measure this physical quantity.A mole will possess mass exactly equal to the substance's molecular or atomic weight in grams. That is to say, a substance's atomic or molecular mass in atomic mass units is the same as its molar mass in grams. Because of this, one can measure the number of moles in a pure substance by weighing it and comparing the result to its molecular or atomic weight |  | /Measure Unit | FLD-UDID-195 | ENUM_UDID_ClinicalSizeMeasureUnit | MU62 | mole (mol) | Yes
23280 | 2010 | clinicalSizeValue/@measurementUnitCode; clinicalSizeValueMaximum/@measurementUnitCode | MeasurementUnitCode_GDSN | MON | Month | Unit of time equal to 1/12 of a year of 365,25 days |  | /Measure Unit | FLD-UDID-195 | ENUM_UDID_ClinicalSizeMeasureUnit | MU63 | month | Yes
23320 | 2020 | clinicalSizeValue/@measurementUnitCode; clinicalSizeValueMaximum/@measurementUnitCode | MeasurementUnitCode_GDSN | X_NGM | Nanogram | A nano gram is 10-9 gram or a billionth of a gram.. |  | /Measure Unit | FLD-UDID-195 | ENUM_UDID_ClinicalSizeMeasureUnit | MU64 | nanogram (ng) | Yes
23360 | 2030 | clinicalSizeValue/@measurementUnitCode; clinicalSizeValueMaximum/@measurementUnitCode | MeasurementUnitCode_GDSN | Q34 | Nanolitre | Nanolitre- Nanolitre is the metric unit of volume equal to one billionth of a litre, which can be represented numerically as 0.000000001/liter. |  | /Measure Unit | FLD-UDID-195 | ENUM_UDID_ClinicalSizeMeasureUnit | MU65 | nanolitre (nL) | Yes
23400 | 2040 | clinicalSizeValue/@measurementUnitCode; clinicalSizeValueMaximum/@measurementUnitCode | MeasurementUnitCode_GDSN | C45 | Nanometre | Nanometre- a billionth of a metre (10 to the negative 9th power) |  | /Measure Unit | FLD-UDID-195 | ENUM_UDID_ClinicalSizeMeasureUnit | MU66 | nanometre (nm) | Yes
23440 | 2050 | clinicalSizeValue/@measurementUnitCode; clinicalSizeValueMaximum/@measurementUnitCode | MeasurementUnitCode_GDSN | ng/L | Nanogram per litre [ng/L] | Nanogram per litre [ng/L] (Unified code) |  | /Measure Unit | FLD-UDID-195 | ENUM_UDID_ClinicalSizeMeasureUnit | MU67 | nanogram per litre (ng/L) | Yes
23480 | 2060 | clinicalSizeValue/@measurementUnitCode; clinicalSizeValueMaximum/@measurementUnitCode | MeasurementUnitCode_GDSN | ng/mL | Nanogram per millilitre [ng/mL] | Nanogram per millilitre [ng/mL] (Unified code) |  | /Measure Unit | FLD-UDID-195 | ENUM_UDID_ClinicalSizeMeasureUnit | MU68 | nanogram per millilitre (ng/mL) | Yes
23520 | 2070 | clinicalSizeValue/@measurementUnitCode; clinicalSizeValueMaximum/@measurementUnitCode | MeasurementUnitCode_GDSN | nmol/d | Nanomole per day [nmol/d] | Nanomole per day [nmol/d] (Unified code) |  | /Measure Unit | FLD-UDID-195 | ENUM_UDID_ClinicalSizeMeasureUnit | MU69 | nanomole per day (nmol/d) | Yes
23560 | 2080 | clinicalSizeValue/@measurementUnitCode; clinicalSizeValueMaximum/@measurementUnitCode | MeasurementUnitCode_GDSN | nmol/g | Nanomole per gram [nmol/g] | Nanomole per gram [nmol/g] (Unified code) |  | /Measure Unit | FLD-UDID-195 | ENUM_UDID_ClinicalSizeMeasureUnit | MU70 | nanomole per gram (nmol/g) | Yes
23600 | 2090 | clinicalSizeValue/@measurementUnitCode; clinicalSizeValueMaximum/@measurementUnitCode | MeasurementUnitCode_GDSN | nmol/h/mL | Nanomole per hour per millilitre [nmol/hr/mL] | Nanomole per hour per millilitre [nmol/h/mL] (Unified code) |  | /Measure Unit | FLD-UDID-195 | ENUM_UDID_ClinicalSizeMeasureUnit | MU71 | nanomole per hour per millilitre (nmol/h/mL or nmol/h/ml) | Yes
23640 | 2100 | clinicalSizeValue/@measurementUnitCode; clinicalSizeValueMaximum/@measurementUnitCode | MeasurementUnitCode_GDSN | nmol/L | Nanomole per litre [nmol/L] | Nanomole per litre [nmol/L] (Unified code) |  | /Measure Unit | FLD-UDID-195 | ENUM_UDID_ClinicalSizeMeasureUnit | MU72 | nanomole per litre (nmol/L) | Yes
23680 | 2110 | clinicalSizeValue/@measurementUnitCode; clinicalSizeValueMaximum/@measurementUnitCode | MeasurementUnitCode_GDSN | pg | Picogram [pg] | Picogram [pg] (Unified code) |  | /Measure Unit | FLD-UDID-195 | ENUM_UDID_ClinicalSizeMeasureUnit | MU73 | picogram (pg) | Yes
23720 | 2120 | clinicalSizeValue/@measurementUnitCode; clinicalSizeValueMaximum/@measurementUnitCode | MeasurementUnitCode_GDSN | pg/mL | Picogram per millilitre [pg/mL] | Picogram per millilitre [pg/mL] (Unified code) |  | /Measure Unit | FLD-UDID-195 | ENUM_UDID_ClinicalSizeMeasureUnit | MU74 | picogram per millilitre (pg/mL) | Yes
23760 | 2130 | clinicalSizeValue/@measurementUnitCode; clinicalSizeValueMaximum/@measurementUnitCode | MeasurementUnitCode_GDSN | Q33 | Picolitre | Picolitre- Picoliter is the metric unit of volume equal to a trillionth (one millionth of a millionth) of a liter, which can be represented numerically as 0.000000000001/liter. just as the prefix nano denotes a billionth part. |  | /Measure Unit | FLD-UDID-195 | ENUM_UDID_ClinicalSizeMeasureUnit | MU75 | picolitre (pL) | Yes
23800 | 2140 | clinicalSizeValue/@measurementUnitCode; clinicalSizeValueMaximum/@measurementUnitCode | MeasurementUnitCode_GDSN | C52 | Picometre | Picometre- a trillionth of a metre (10 to the negative 12th power) |  | /Measure Unit | FLD-UDID-195 | ENUM_UDID_ClinicalSizeMeasureUnit | MU76 | picometre (pm) | Yes
23840 | 2150 | clinicalSizeValue/@measurementUnitCode; clinicalSizeValueMaximum/@measurementUnitCode | MeasurementUnitCode_GDSN | pmol/g | Picomole per gram [pmol/g] | Picomole per gram [pmol/g] (Unified code) |  | /Measure Unit | FLD-UDID-195 | ENUM_UDID_ClinicalSizeMeasureUnit | MU77 | picomole per gram (pmol/g) | Yes
23880 | 2160 | clinicalSizeValue/@measurementUnitCode; clinicalSizeValueMaximum/@measurementUnitCode | MeasurementUnitCode_GDSN | pmol/h/mg | Picomole per hour per milligram [pmol/hr/mg] | Picomole per hour per milligram [pmol/hr/mg] (Unified code) |  | /Measure Unit | FLD-UDID-195 | ENUM_UDID_ClinicalSizeMeasureUnit | MU78 | picomole per hour per milligram (pmol/h/mg) | Yes
23920 | 2170 | clinicalSizeValue/@measurementUnitCode; clinicalSizeValueMaximum/@measurementUnitCode | MeasurementUnitCode_GDSN | pmol/h/mL | Picomole per hour per millilitre [pmol/hr/mL] | Picomole per hour per millilitre [pmol/hr/mL] (Unified code) |  | /Measure Unit | FLD-UDID-195 | ENUM_UDID_ClinicalSizeMeasureUnit | MU79 | picomole per hour per millilitre (pmol/h/mL or pmol/h/ml) | Yes
23960 | 2180 | clinicalSizeValue/@measurementUnitCode; clinicalSizeValueMaximum/@measurementUnitCode | MeasurementUnitCode_GDSN | pmol/L | Picomole per litre [pmol/L] | Picomole per litre [pmol/L] (Unified code) |  | /Measure Unit | FLD-UDID-195 | ENUM_UDID_ClinicalSizeMeasureUnit | MU80 | picomole per litre (pmol/L) | Yes
24000 | 2190 | clinicalSizeValue/@measurementUnitCode; clinicalSizeValueMaximum/@measurementUnitCode | MeasurementUnitCode_GDSN | SEC | Second (unit of time) | A second is a unit of time equal to 1/60th of an minute. |  | /Measure Unit | FLD-UDID-195 | ENUM_UDID_ClinicalSizeMeasureUnit | MU81 | second (s) | Yes
24040 | 2200 | clinicalSizeValue/@measurementUnitCode; clinicalSizeValueMaximum/@measurementUnitCode | MeasurementUnitCode_GDSN | CMK | Square centimetre | A square centimetre is an area of a square whose sides are exactly 1 centimetre in length. |  | /Measure Unit | FLD-UDID-195 | ENUM_UDID_ClinicalSizeMeasureUnit | MU82 | square centimetre (sq cm or cm2) | Yes
24080 | 2210 | clinicalSizeValue/@measurementUnitCode; clinicalSizeValueMaximum/@measurementUnitCode | MeasurementUnitCode_GDSN | FTK | Square foot | A square foot is an area of a square whose sides are exactly 1 foot in length. |  | /Measure Unit | FLD-UDID-195 | ENUM_UDID_ClinicalSizeMeasureUnit | MU83 | square foot (sq ft) | Yes
24120 | 2220 | clinicalSizeValue/@measurementUnitCode; clinicalSizeValueMaximum/@measurementUnitCode | MeasurementUnitCode_GDSN | INK | Square inch | A square inch is an area of a square whose sides are exactly 1 inch in length. |  | /Measure Unit | FLD-UDID-195 | ENUM_UDID_ClinicalSizeMeasureUnit | MU84 | square inch (sq in) | Yes
24160 | 2230 | clinicalSizeValue/@measurementUnitCode; clinicalSizeValueMaximum/@measurementUnitCode | MeasurementUnitCode_GDSN | MTK | Square metre | A square metre is an area of a square whose sides are exactly 1 metre in length. |  | /Measure Unit | FLD-UDID-195 | ENUM_UDID_ClinicalSizeMeasureUnit | MU85 | square metre (sq m or m2) | Yes
24200 | 2240 | clinicalSizeValue/@measurementUnitCode; clinicalSizeValueMaximum/@measurementUnitCode | MeasurementUnitCode_GDSN | MMK | Square millimetre | A square millimetre is an area of a square whose sides are exactly 1 millimetre in |  | /Measure Unit | FLD-UDID-195 | ENUM_UDID_ClinicalSizeMeasureUnit | MU86 | square millimetre (sq mm or mm2) | Yes
24280 | 2260 | clinicalSizeValue/@measurementUnitCode; clinicalSizeValueMaximum/@measurementUnitCode | MeasurementUnitCode_GDSN | U/h | Unit per 1 hour [U/hr] | Unit per 1 hour [U/hr] (Unified code) |  | /Measure Unit | FLD-UDID-195 | ENUM_UDID_ClinicalSizeMeasureUnit | MU88 | atomic mass unit: u per 1h | Yes
24320 | 2270 | clinicalSizeValue/@measurementUnitCode; clinicalSizeValueMaximum/@measurementUnitCode | MeasurementUnitCode_GDSN | U/(12.h) | Unit per 12 hour [U/12 hr] | Unit per 12 hour [U/12 hr] (Unified code) |  | /Measure Unit | FLD-UDID-195 | ENUM_UDID_ClinicalSizeMeasureUnit | MU89 | atomic mass unit: u per 12h | Yes
24360 | 2280 | clinicalSizeValue/@measurementUnitCode; clinicalSizeValueMaximum/@measurementUnitCode | MeasurementUnitCode_GDSN | U/(2.h) | Unit per 2 hour [U/2 hr] | Unit per 2 hour [U/2 hr] (Unified code) |  | /Measure Unit | FLD-UDID-195 | ENUM_UDID_ClinicalSizeMeasureUnit | MU90 | atomic mass unit: u per 2h | Yes
24400 | 2290 | clinicalSizeValue/@measurementUnitCode; clinicalSizeValueMaximum/@measurementUnitCode | MeasurementUnitCode_GDSN | U/d | Unit per day [U/d] | Unit per day [U/d] (Unified code) |  | /Measure Unit | FLD-UDID-195 | ENUM_UDID_ClinicalSizeMeasureUnit | MU91 | atomic mass unit: u per d | Yes
24440 | 2300 | clinicalSizeValue/@measurementUnitCode; clinicalSizeValueMaximum/@measurementUnitCode | MeasurementUnitCode_GDSN | U/g | Unit per gram [U/g] | Unit per gram [U/g] (Unified code) |  | /Measure Unit | FLD-UDID-195 | ENUM_UDID_ClinicalSizeMeasureUnit | MU92 | atomic mass unit: u per g | Yes
24480 | 2310 | clinicalSizeValue/@measurementUnitCode; clinicalSizeValueMaximum/@measurementUnitCode | MeasurementUnitCode_GDSN | U/kg | Unit per kilogram [U/kg] | Unit per kilogram [U/kg] (Unified code) |  | /Measure Unit | FLD-UDID-195 | ENUM_UDID_ClinicalSizeMeasureUnit | MU93 | atomic mass unit: u per kg | Yes
24520 | 2320 | clinicalSizeValue/@measurementUnitCode; clinicalSizeValueMaximum/@measurementUnitCode | MeasurementUnitCode_GDSN | U/mL | Unit per millilitre [U/mL] | Unit per millilitre [U/mL] (Unified code) |  | /Measure Unit | FLD-UDID-195 | ENUM_UDID_ClinicalSizeMeasureUnit | MU94 | atomic mass unit: u per mL | Yes
24560 | 2330 | clinicalSizeValue/@measurementUnitCode; clinicalSizeValueMaximum/@measurementUnitCode | MeasurementUnitCode_GDSN | u[iU]/mL | Micro international unit per millilitre (u[iU]/mL) | Micro international unit per millilitre (u[iU]/mL) (Unified code) |  | /Measure Unit | FLD-UDID-195 | ENUM_UDID_ClinicalSizeMeasureUnit | MU95 | micro[iU] per millilitre (µ[iU]/mL or µ[iU]/ml) | Yes
24600 | 2340 | clinicalSizeValue/@measurementUnitCode; clinicalSizeValueMaximum/@measurementUnitCode | MeasurementUnitCode_GDSN | ug/d | Microgram per day [ug/d] aka [mcg/d] | Microgram per day [ug/d] (Unified code) aka [mcg/d] |  | /Measure Unit | FLD-UDID-195 | ENUM_UDID_ClinicalSizeMeasureUnit | MU96 | microgram per day (µg/d) | Yes
24640 | 2350 | clinicalSizeValue/@measurementUnitCode; clinicalSizeValueMaximum/@measurementUnitCode | MeasurementUnitCode_GDSN | ug/L | Microgram per litre [ug/L] aka [mcg/L] | Microgram per litre [ug/L] (Unified code) aka [mcg/L] |  | /Measure Unit | FLD-UDID-195 | ENUM_UDID_ClinicalSizeMeasureUnit | MU97 | microgram per litre (µg/L) | Yes
24680 | 2360 | clinicalSizeValue/@measurementUnitCode; clinicalSizeValueMaximum/@measurementUnitCode | MeasurementUnitCode_GDSN | ug/mL | Microgram per millilitre [ug/mL] aka [mcg/mL] | Microgram per millilitre [ug/mL] (Unified code) aka [mcg/mL] |  | /Measure Unit | FLD-UDID-195 | ENUM_UDID_ClinicalSizeMeasureUnit | MU98 | microgram per millilitre (µg/mL) | Yes
24720 | 2370 | clinicalSizeValue/@measurementUnitCode; clinicalSizeValueMaximum/@measurementUnitCode | MeasurementUnitCode_GDSN | um/s | Micrometre per second [um/s] | Micrometre per second [um/s] (Unified code) |  | /Measure Unit | FLD-UDID-195 | ENUM_UDID_ClinicalSizeMeasureUnit | MU99 | micrometre per second (µm/s) | Yes
24760 | 2380 | clinicalSizeValue/@measurementUnitCode; clinicalSizeValueMaximum/@measurementUnitCode | MeasurementUnitCode_GDSN | umol/g | Micromole per gram [umol/g] | Micromole per gram [umol/g] (Unified code) |  | /Measure Unit | FLD-UDID-195 | ENUM_UDID_ClinicalSizeMeasureUnit | MU100 | micromole per gram (µmol/g) | Yes
24800 | 2390 | clinicalSizeValue/@measurementUnitCode; clinicalSizeValueMaximum/@measurementUnitCode | MeasurementUnitCode_GDSN | WEE | Week | A week is a time unit equal to seven days. |  | /Measure Unit | FLD-UDID-195 | ENUM_UDID_ClinicalSizeMeasureUnit | MU101 | week | Yes
24840 | 2400 | clinicalSizeValue/@measurementUnitCode; clinicalSizeValueMaximum/@measurementUnitCode | MeasurementUnitCode_GDSN | ANN | Year | Unit of time equal to 365,25 days. |  | /Measure Unit | FLD-UDID-195 | ENUM_UDID_ClinicalSizeMeasureUnit | MU102 | year | Yes
24880 | 2410 | clinicalSizeValue/@measurementUnitCode; clinicalSizeValueMaximum/@measurementUnitCode | MeasurementUnitCode_GDSN | WTT | Watt | A watt is a derived unit of power; one watt is equivalent to 1 joule (J) of energy per second. |  | /Measure Unit | FLD-UDID-195 | ENUM_UDID_ClinicalSizeMeasureUnit | MU103 | watt (W) | Yes
24920 | 2420 | clinicalSizeValue/@measurementUnitCode; clinicalSizeValueMaximum/@measurementUnitCode | MeasurementUnitCode_GDSN | diop | Dioptre - refraction of a lens [diop] | Dioptre - refraction of a lens [diop] (Unified code) |  | /Measure Unit | FLD-UDID-195 | ENUM_UDID_ClinicalSizeMeasureUnit | MU104 | dioptre (D) | Yes
24960 | 2430 | clinicalSizeValue/@measurementUnitCode; clinicalSizeValueMaximum/@measurementUnitCode | MeasurementUnitCode_GDSN | DD | Degree (Unit of Angel) | A measurement of plane angle, representing 1⁄360 of a full rotation; one degree is equivalent to π/180 radians. |  | /Measure Unit | FLD-UDID-195 | ENUM_UDID_ClinicalSizeMeasureUnit | MU105 | degree (°) | Yes
25000 | 2440 | clinicalSizeValue/@measurementUnitCode; clinicalSizeValueMaximum/@measurementUnitCode | MeasurementUnitCode_GDSN | LUM | Lumen | Lumen is a measure of the total quantity of visible light emitted by a light source. |  | /Measure Unit | FLD-UDID-195 | ENUM_UDID_ClinicalSizeMeasureUnit | MU106 | lumen (lm) | Yes
25040 | 2450 | clinicalSizeValue/@measurementUnitCode; clinicalSizeValueMaximum/@measurementUnitCode | MeasurementUnitCode_GDSN | AMP | Ampere | Ampere |  | /Measure Unit | FLD-UDID-195 | ENUM_UDID_ClinicalSizeMeasureUnit | MU107 | ampere (A) | Yes
25080 | 2460 | clinicalSizeValue/@measurementUnitCode; clinicalSizeValueMaximum/@measurementUnitCode | MeasurementUnitCode_GDSN | KEL | Kelvin | Kelvin: a unit of absolute temperature equal to 1/273.16 of the absolute temperature of the triple point of water. One kelvin degree is equal to one Celsius degree. |  | /Measure Unit | FLD-UDID-195 | ENUM_UDID_ClinicalSizeMeasureUnit | MU108 | kelvin (K) | Yes
25120 | 2470 | clinicalSizeValue/@measurementUnitCode; clinicalSizeValueMaximum/@measurementUnitCode | MeasurementUnitCode_GDSN | cd | Candela | Candela [cd] (Unified code) |  | /Measure Unit | FLD-UDID-195 | ENUM_UDID_ClinicalSizeMeasureUnit | MU109 | candela (cd) | Yes
25160 | 2480 | clinicalSizeValue/@measurementUnitCode; clinicalSizeValueMaximum/@measurementUnitCode | MeasurementUnitCode_GDSN | NEW | Newton | Newton |  | /Measure Unit | FLD-UDID-195 | ENUM_UDID_ClinicalSizeMeasureUnit | MU110 | newton (N) | Yes
25200 | 2490 | clinicalSizeValue/@measurementUnitCode; clinicalSizeValueMaximum/@measurementUnitCode | MeasurementUnitCode_GDSN | PAL | Pascal | The pascal (symbol: Pa) is the SI derived unit of pressure, stress, Young's modulus and tensile strength. It is a measure of force per unit area, defined as one newton per square metre. |  | /Measure Unit | FLD-UDID-195 | ENUM_UDID_ClinicalSizeMeasureUnit | MU111 | pascal (Pa) | Yes
25240 | 2500 | clinicalSizeValue/@measurementUnitCode; clinicalSizeValueMaximum/@measurementUnitCode | MeasurementUnitCode_GDSN | JOU | Joule | A joule is the energy exerted by a force of one newton acting to move an object through a distance of one metre. |  | /Measure Unit | FLD-UDID-195 | ENUM_UDID_ClinicalSizeMeasureUnit | MU112 | joule (J) | Yes
25280 | 2510 | clinicalSizeValue/@measurementUnitCode; clinicalSizeValueMaximum/@measurementUnitCode | MeasurementUnitCode_GDSN | C | Coulomb | Coulomb - electric charge [C] (Unifed Code) |  | /Measure Unit | FLD-UDID-195 | ENUM_UDID_ClinicalSizeMeasureUnit | MU113 | coulomb (C) | Yes
25320 | 2520 | clinicalSizeValue/@measurementUnitCode; clinicalSizeValueMaximum/@measurementUnitCode | MeasurementUnitCode_GDSN | VLT | Volt | Volt |  | /Measure Unit | FLD-UDID-195 | ENUM_UDID_ClinicalSizeMeasureUnit | MU114 | volt (V) | Yes
25360 | 2530 | clinicalSizeValue/@measurementUnitCode; clinicalSizeValueMaximum/@measurementUnitCode | MeasurementUnitCode_GDSN | OHM | Ohm | A unit for electrical impedance, the ratio of the voltage phasor to the electric current phasor. |  | /Measure Unit | FLD-UDID-195 | ENUM_UDID_ClinicalSizeMeasureUnit | MU115 | ohm () | Yes
25400 | 2540 | clinicalSizeValue/@measurementUnitCode; clinicalSizeValueMaximum/@measurementUnitCode | MeasurementUnitCode_GDSN | S | Siemens - electric conductance [S] | Siemens - electric conductance [S] (Unified code) |  | /Measure Unit | FLD-UDID-195 | ENUM_UDID_ClinicalSizeMeasureUnit | MU116 | siemens (S) | Yes
25440 | 2550 | clinicalSizeValue/@measurementUnitCode; clinicalSizeValueMaximum/@measurementUnitCode | MeasurementUnitCode_GDSN | F | Farad | Farad - electric capacitance [F] (unified code) |  | /Measure Unit | FLD-UDID-195 | ENUM_UDID_ClinicalSizeMeasureUnit | MU117 | farad (F) | Yes
25480 | 2560 | clinicalSizeValue/@measurementUnitCode; clinicalSizeValueMaximum/@measurementUnitCode | MeasurementUnitCode_GDSN | Wb | Weber - magnetic flux [Wb] | Weber - magnetic flux [Wb] (Unified code) |  | /Measure Unit | FLD-UDID-195 | ENUM_UDID_ClinicalSizeMeasureUnit | MU118 | weber (Wb) | Yes
25520 | 2570 | clinicalSizeValue/@measurementUnitCode; clinicalSizeValueMaximum/@measurementUnitCode | MeasurementUnitCode_GDSN | T | Tesla [T] | Tesla - magnetic flux density [T] (Unified code) |  | /Measure Unit | FLD-UDID-195 | ENUM_UDID_ClinicalSizeMeasureUnit | MU119 | tesla (T) | Yes
25560 | 2580 | clinicalSizeValue/@measurementUnitCode; clinicalSizeValueMaximum/@measurementUnitCode | MeasurementUnitCode_GDSN | H | Henry [H] | Henry - inductance [H] (Unified Code) |  | /Measure Unit | FLD-UDID-195 | ENUM_UDID_ClinicalSizeMeasureUnit | MU120 | henry (H) | Yes
25600 | 2590 | clinicalSizeValue/@measurementUnitCode; clinicalSizeValueMaximum/@measurementUnitCode | MeasurementUnitCode_GDSN | LUX | Lux | The International System unit of illumination, equal to one lumen per square meter. |  | /Measure Unit | FLD-UDID-195 | ENUM_UDID_ClinicalSizeMeasureUnit | MU121 | lux (lx) | Yes
25640 | 2600 | clinicalSizeValue/@measurementUnitCode; clinicalSizeValueMaximum/@measurementUnitCode | MeasurementUnitCode_GDSN | BQL | Becquerel | The becquerel (symbol Bq) is the SI derived unit of radioactivity. One Bq is defined as the activity of a quantity of radioactive material in which one nucleus decays per second. SI uses the becquerel rather than the second for the unit of activity measure to avoid dangerous mistakes: a measurement in becquerels is proportional to activity, and thus a more dangerous source of radiation gives a higher reading. A measurement in seconds is inversely proportional. |  | /Measure Unit | FLD-UDID-195 | ENUM_UDID_ClinicalSizeMeasureUnit | MU122 | becquerel (Bq) | Yes
25680 | 2610 | clinicalSizeValue/@measurementUnitCode; clinicalSizeValueMaximum/@measurementUnitCode | MeasurementUnitCode_GDSN | Gy | Gray [Gy] | Gray - energy dose [Gy] (Unified Code) |  | /Measure Unit | FLD-UDID-195 | ENUM_UDID_ClinicalSizeMeasureUnit | MU123 | gray (Gy) | Yes
25720 | 2620 | clinicalSizeValue/@measurementUnitCode; clinicalSizeValueMaximum/@measurementUnitCode | MeasurementUnitCode_GDSN | Sv | Sievert [Sv] | Sievert - dose equivalent [Sv] (Unified code) |  | /Measure Unit | FLD-UDID-195 | ENUM_UDID_ClinicalSizeMeasureUnit | MU124 | sievert (Sv) | Yes
25760 | 2630 | clinicalSizeValue/@measurementUnitCode; clinicalSizeValueMaximum/@measurementUnitCode | MeasurementUnitCode_GDSN | kat | Katal - catalytic activity [kat] | Katal - catalytic activity [kat] (Unified code) |  | /Measure Unit | FLD-UDID-195 | ENUM_UDID_ClinicalSizeMeasureUnit | MU125 | katal (kat) | Yes
25800 | 2640 | clinicalSizeValue/@measurementUnitCode; clinicalSizeValueMaximum/@measurementUnitCode | MeasurementUnitCode_GDSN | BAR | Bar (unit of pressure) | The bar is widely used in descriptions of pressure; 1 bar = 100 kilopascals 0.987 atmospheres. |  | /Measure Unit | FLD-UDID-195 | ENUM_UDID_ClinicalSizeMeasureUnit | MU126 | bar (bar) | Yes
25840 | 2650 | clinicalSizeValue/@measurementUnitCode; clinicalSizeValueMaximum/@measurementUnitCode | MeasurementUnitCode_GDSN | eV | Electronvolt | Electronvolt - energy [eV] (Unifed code) |  | /Measure Unit | FLD-UDID-195 | ENUM_UDID_ClinicalSizeMeasureUnit | MU127 | electronvolt (eV) | Yes
25880 | 2660 | clinicalSizeValue/@measurementUnitCode; clinicalSizeValueMaximum/@measurementUnitCode | MeasurementUnitCode_GDSN | u | Unified atomic mass unit | Unified atomic mass unit [u] (Unified code) | Use code "u" (Unified atomic mass unit) which will be only mapped to MU128 | /Measure Unit | FLD-UDID-195 | ENUM_UDID_ClinicalSizeMeasureUnit | MU128 | unified atomic mass unit (u) | Yes | Update | Removed + updated GDSN Usage Note | 2025-10
25920 | 2670 | clinicalSizeValue/@measurementUnitCode; clinicalSizeValueMaximum/@measurementUnitCode | MeasurementUnitCode_GDSN | har | Hecto - Hectare [ha] | Hectare: Hecto-are and hectare are equivalent units [har] (Unified code) |  | /Measure Unit | FLD-UDID-195 | ENUM_UDID_ClinicalSizeMeasureUnit | MU129 | hectare (ha) | Yes
25960 | 2680 | clinicalSizeValue/@measurementUnitCode; clinicalSizeValueMaximum/@measurementUnitCode | MeasurementUnitCode_GDSN | TNE | Tonne | Metric ton = 1000 Kg |  | /Measure Unit | FLD-UDID-195 | ENUM_UDID_ClinicalSizeMeasureUnit | MU130 | tonne (metric ton) | Yes
26040 | 2700 | clinicalSizeValue/@measurementUnitCode; clinicalSizeValueMaximum/@measurementUnitCode | MeasurementUnitCode_GDSN | Np | Neper | Neper - level [Np] (Unified code) |  | /Measure Unit | FLD-UDID-195 | ENUM_UDID_ClinicalSizeMeasureUnit | MU132 | neper (Np) | Yes
26080 | 2710 | clinicalSizeValue/@measurementUnitCode; clinicalSizeValueMaximum/@measurementUnitCode | MeasurementUnitCode_GDSN | B | Bel - level [B] | Bel - level [B] (Unified code) |  | /Measure Unit | FLD-UDID-195 | ENUM_UDID_ClinicalSizeMeasureUnit | MU133 | bel (B) | Yes
26120 | 2720 | clinicalSizeValue/@measurementUnitCode; clinicalSizeValueMaximum/@measurementUnitCode | MeasurementUnitCode_GDSN | 2N | Decibel | A measurement for sound in air and other gases, relative to 20 micropascals (μPa) = 2×10−5 Pa, the quietest sound a human can hear. This is roughly the sound of a mosquito flying 3 metres away. This is often abbreviated to just "dB"; however the correct abbreviation is dB(SPL), indicating decibel for Sound Pressure Level. |  | /Measure Unit | FLD-UDID-195 | ENUM_UDID_ClinicalSizeMeasureUnit | MU134 | decibel (dB) | Yes
26160 | 2730 | clinicalSizeValue/@measurementUnitCode; clinicalSizeValueMaximum/@measurementUnitCode | MeasurementUnitCode_GDSN | ug/dL | Microgram per decilitre (ug/dL) | Microgram per decilitre (ug/dL) (Unified code) aka [mcg/dL] |  | /Measure Unit | FLD-UDID-195 | ENUM_UDID_ClinicalSizeMeasureUnit | MU135 | microgram per decilitre µg/dL | Yes
26200 | 2740 | clinicalSizeValue/@measurementUnitCode; clinicalSizeValueMaximum/@measurementUnitCode | MeasurementUnitCode_GDSN | mg/dL | Milligram per decilitre (mg/dL) | Milligram per decilitre (mg/dL) (Unified code) |  | /Measure Unit | FLD-UDID-195 | ENUM_UDID_ClinicalSizeMeasureUnit | MU136 | milligram per decilitre (mg/dL) | Yes
27520 | 2750 | clinicalSizeValue/@measurementUnitCode; clinicalSizeValueMaximum/@measurementUnitCode | MeasurementUnitCode_GDSN | Q30 | pH (potential of Hydrogen) | The activity of the (solvated) hydrogen ion (a logarithmic measure used to state the acidity or alkalinity of a chemical solution). |  | /Measure Unit | FLD-UDID-195 | ENUM_UDID_ClinicalSizeMeasureUnit | MU169 | pH (pH) | Yes
27560 | 2760 | clinicalSizeValue/@measurementUnitCode; clinicalSizeValueMaximum/@measurementUnitCode | MeasurementUnitCode_GDSN | H79 | French gauge | The French scale (most correctly abbreviated as Fr, but also often abbreviated as FR or F) is commonly used to measure the catheter size (Circumference is in millimeters), in which 1 Fr = 0.33 mm in diameter. In the French Gauge system as it is also known, the diameter in millimeters of the catheter can be determined by dividing the French size by 3, thus an increasing French size corresponds with a larger diameter catheter. The following equations summarize the relationships: D(mm) = Fr/3 or Fr = D(mm)*3 |  | /Measure Unit | FLD-UDID-195 | ENUM_UDID_ClinicalSizeMeasureUnit | MU170 | French (F) | Yes
24240 | 2250 | (not listed) | (not listed) | (not listed) | (not listed) |  | Use code "u" (Unified atomic mass unit) which will be only mapped to MU128 | /Measure Unit | FLD-UDID-195 | ENUM_UDID_ClinicalSizeMeasureUnit | MU87 | atomic mass unit: u | Yes | Update | Removed + updated GDSN Usage Note | 2025-10
26000 | 2690 | (not listed) | (not listed) | (not listed) | (not listed) |  | Use code "u" (Unified atomic mass unit) which will be only mapped to MU128 | /Measure Unit | FLD-UDID-195 | ENUM_UDID_ClinicalSizeMeasureUnit | MU131 | dalton (Da) | Yes | Update | Removed + updated GDSN Usage Note | 2025-10
27720 | 3120 | (not listed) | (not listed) | (not listed) | (not listed) |  | Measurement code MU999 = OTHER is not supported as long as FLD-UDID-359 Measure Unit Description has no equavalent in GDSN | /Measure Unit | FLD-UDID-195 | ENUM_UDID_ClinicalSizeMeasureUnit | MU999 | OTHER | Yes | Update | Updated GDSN Usage Note | 2025-10
360 | 8090 | multiComponentDeviceTypeCode | MultiComponentDeviceTypeCode | DEVICE | Device / not multi component | The code applicable for standard devices that are neither systems nor procedure packs (in accordance with the Art. 22 MDR), nor kits (only applicable in case of IVDR Art. 2). |  | Is it a System which is a Device in itself, Procedure pack which is a Device in itself | FLD-UDID-12 | ENUM_UDID_DeviceSystemProcedurePackType | DEVICE | DEVICE | Yes | Add | New MultiComponentDeviceTypeCode, [WR-25-000211], planned for Nov BMS 3.1.33 Release | 2025-11
400 | 8100 | multiComponentDeviceTypeCode | MultiComponentDeviceTypeCode | PROCEDURE_PACK | Procedure pack | Procedure pack means a combination of products packaged together and placed on the market with the purpose of being used for a specific medical purpose. |  | Is it a System which is a Device in itself, Procedure pack which is a Device in itself or Kit | FLD-UDID-12 | ENUM_UDID_DeviceSystemProcedurePackType | PROCEDURE_PACK | Procedure pack which is a Device in itself | Yes
440 | 8110 | multiComponentDeviceTypeCode | MultiComponentDeviceTypeCode | SYSTEM | System | System means a combination of products, either packaged together or not, which are intended to be inter-connected or combined to achieve a specific medical purpose. |  | Is it a System which is a Device in itself, Procedure pack which is a Device in itself or Kit | FLD-UDID-12 | ENUM_UDID_DeviceSystemProcedurePackType | SYSTEM | System which is a Device in itself | Yes
55040 | 8120 | multiComponentDeviceTypeCode | MultiComponentDeviceTypeCode | DEVICE | Device / not multi component | The code applicable for standard devices that are neither systems nor procedure packs (in accordance with the Art. 22 MDR), nor kits (only applicable in case of IVDR Art. 2). |  | Is it a Kit | FLD-UDID-356 | (NA) | FALSE | FALSE | Yes | Add | New MultiComponentDeviceTypeCode, [WR-25-000211], planned for Nov BMS 3.1.33 Release | 2025-11
55080 | 8130 | multiComponentDeviceTypeCode | MultiComponentDeviceTypeCode | KIT | Kit | Kit means a set of components that are packaged together and intended to be used to perform a specific in vitro diagnostic examination, or a part thereof. |  | Is it a Kit | FLD-UDID-356 | (NA) | TRUE | TRUE | Yes
|  | claimMarkedOnPackage; doesTradeItemContainHumanTissue; doesTradeItemContainHumanBloodDerivative; doesTradeItemContainLatex; isExemptFromPremarketAuthorisation; isTradeItemExemptFromDirectPartMarking; isTradeItemImplantable | NonBinaryLogicEnumerationCode | FALSE | False | Negative value. |  | Implantable; Tissues and cells - presence of human tissues or cells, or their Derivates; Presence of a substance which , if used separately, may be considered to be a medicinal product derived from human blood or plasma; Containing Latex | FLD-UDID-30; FLD-UDID-23; FLD-UDID-155; FLD-UDID-156 | (various) | FALSE | FALSE | Yes
|  | claimMarkedOnPackage; doesTradeItemContainHumanTissue; doesTradeItemContainHumanBloodDerivative; doesTradeItemContainLatex; isExemptFromPremarketAuthorisation; isTradeItemExemptFromDirectPartMarking; isTradeItemImplantable | NonBinaryLogicEnumerationCode | TRUE | True | Affirmative value. |  | Implantable; Tissues and cells - presence of human tissues or cells, or their Derivates; Presence of a substance which , if used separately, may be considered to be a medicinal product derived from human blood or plasma; Containing Latex | FLD-UDID-30; FLD-UDID-23; FLD-UDID-155; FLD-UDID-156 | (various) | TRUE | TRUE | Yes
| 8139 | referencedFileTypeCode | ReferencedFileTypeCode | IFU | IFU/eIFU (Instructions for use) | Link to a file containing the (electronic) Instructions For Use (IFU or eIFU). |  | URL for additional information | FLD-UDID-174 | (NA) | (NA) | (NA) | Yes | Add | Added codelist mapping | 2025-10
| 8140 | referencedFileTypeCode | ReferencedFileTypeCode | PRODUCT_WEBSITE | Product Website | Link to a website containing product specific information. Examples of this could be a link to a website dedicated to the product or a link to the area within the manufacturer or brand owner website that contains the product information |  | URL for additional information | FLD-UDID-174 | (NA) | (NA) | (NA) | Yes | Add | Added codelist mapping | 2025-10
| 8150 | referencedFileTypeCode | ReferencedFileTypeCode | WEBSITE | Website | Link to a website containing product or manufacturer information. |  | URL for additional information | FLD-UDID-174 | (NA) | (NA) | (NA) | Yes | Add | Added codelist mapping | 2025-10
| 8139 | referencedFileTypeCode | ReferencedFileTypeCode | PATIENT_INFORMATION_LEAFLET | Patient information leaflet | A leaflet or brochure containing important information to patients/consumers about the product to facilitate discussion and assist with the decision-making process. Example: A leaflet on a medical device like a hip joint. Or a consumer/patient-focused leaflet that contains information on the safe and effective use of a medicines. Often known in some markets as Consumer Medicines Information sheet (CMI), Product Information Leaflet (PiL/ePIL). |  | URL for additional information | FLD-UDID-174 | (NA) | (NA) | (NA) | Yes | Add | Added codelist mapping | 2025-10
55720 | 8160 | referencedTradeItemTypeCode | ReferencedTradeItemTypeCode | REPLACED | Replaced | Indicates the trade item identification of an item that is being permanently replaced by this trade item. |  | Relationship Type | FLD-UDID-181 (in combination with FLD-UDID-331) | ENUM_Device_Link_Relationship_Type | (NA) | (NA) | Yes
55760 | 8170 | referencedTradeItemTypeCode | ReferencedTradeItemTypeCode | REPLACED_BY | Replaced By | The trade item which permanently replaces the current trade item. This Trade Item is sent in the record for the original item that is being replaced. |  | Relationship Type | FLD-UDID-181 (in combination with FLD-UDID-180) | ENUM_Device_Link_Relationship_Type | (NA) | (NA) | Yes
4400 | 8180 | regulatedChemicalTypeCode | RegulatedChemicalTypeCode | CMR_SUBSTANCE | Carcinogenic mutagenic reprotoxic (CMR) substance | Carcinogenic mutagenic reprotoxic (CMR) substance |  | List of CMR Substances associated to Device | FLD-UDID-140 | (NA) | (NA) | (NA) | Yes
54920 | 8190 | regulatedChemicalTypeCode | RegulatedChemicalTypeCode | ENDOCRINE_SUBSTANCE | Endocrine substance | Endocrine substance |  | List of Endocrine Substances associated to Device | FLD-UDID-310 | (NA) | (NA) | (NA) | Yes
54960 | 8200 | regulatedChemicalTypeCode | RegulatedChemicalTypeCode | MEDICINAL_PRODUCT | Medicinal product | Medicinal product |  | Type of Substance (Presence of a substance which, if used separately, may be considered to be a medicinal product/ Presence of a substance which, if used separately, may be considered to be a medicinal product derived from human blood or human plasma) | FLD-UDID-316 | ENUM_UDID_SubstType | MEDICINAL_PRODUCT_SUBSTANCE | MEDICINAL PRODUCT | Yes
55000 | 8210 | regulatedChemicalTypeCode | RegulatedChemicalTypeCode | HUMAN_PRODUCT | Human product | Human product |  | Type of Substance (Presence of a substance which, if used separately, may be considered to be a medicinal product/ Presence of a substance which, if used separately, may be considered to be a medicinal product derived from human blood or human plasma) | FLD-UDID-316 | ENUM_UDID_SubstType | HUMAN_PRODUCT_SUBSTANCE | HUMAN PRODUCT | Yes
80 | 8220 | (GDSN LCL for regulatoryAct) | RegulatoryAct | AIMDD | AIMDD (Council Directive 90/385/EEC - Approximation of the laws of the Member States relating to active implantable medical devices) | AIMDD (Council Directive 90/385/EEC - Approximation of the laws of the Member States relating to active implantable medical devices) |  | Applicable Legislation | FLD-UDID-11 | ENUM_MDR_LEG | AIMDD | Council Directive 90/385/EEC - Approximation of the laws of the Member States relating to active implantable medical devices | Yes
120 | 8230 | (GDSN LCL for regulatoryAct) | RegulatoryAct | IVDD | IVDD (Directive 98/79/EC on in vitro diagnostic medical devices) | IVDD (Directive 98/79/EC on in vitro diagnostic medical devices) |  | Applicable Legislation | FLD-UDID-11 | ENUM_MDR_LEG | IVDD | IVDD (Directive 98/79/EC on in vitro diagnostic medical devices ) | Yes
160 | 8240 | (GDSN LCL for regulatoryAct) | RegulatoryAct | IVDR | IVDR (REGULATION (EU) 2017/746 on in vitro diagnostic medical devices) | IVDR (REGULATION (EU) 2017/746 on in vitro diagnostic medical devices) |  | Applicable Legislation | FLD-UDID-11 | ENUM_MDR_LEG | IVDR | REGULATION (EU) 2017/746 on in vitro diagnostic medical devices | Yes
200 | 8250 | (GDSN LCL for regulatoryAct) | RegulatoryAct | MDD | MDD (Council Directive 93/42/EEC on medical devices) | MDD (Council Directive 93/42/EEC on medical devices) |  | Applicable Legislation | FLD-UDID-11 | ENUM_MDR_LEG | MDD | Council Directive 93/42/EEC on Medical devices | Yes
240 | 8260 | (GDSN LCL for regulatoryAct) | RegulatoryAct | MDR | MDR (REGULATION (EU) 2017/745 on medical devices) | MDR (REGULATION (EU) 2017/745 on medical devices) |  | Applicable Legislation | FLD-UDID-11 | ENUM_MDR_LEG | MDR | REGULATION (EU) 2017/745 on medical devices | Yes
480 | 8270 | specialDeviceTypeCode | SpecialDeviceTypeCode | MADE_TO_ ORDER_CONTACT_LENSES | Made to order soft contact lenses | Made to order soft contact lenses |  | Special Device Type | FLD-UDID-13 | ENUM_UDID_SpecialDevice | MDR_MADE_TO_ ORDER | Made to order soft contact lenses | Yes | Add | New specialDeviceTypeCode, [WR-25-000290] | 2026-05
484 | 8280 | specialDeviceTypeCode | SpecialDeviceTypeCode | MADE_TO_ ORDER_CONTACT_LENSES | Made to order soft contact lenses | Made to order soft contact lenses |  | Special Device Type | FLD-UDID-13 | ENUM_UDID_SpecialDevice | MDD_MADE_TO_ ORDER | Made to order soft contact lenses | Yes | Add | New specialDeviceTypeCode, [WR-25-000290] | 2026-05
490 | 8290 | specialDeviceTypeCode | SpecialDeviceTypeCode | MADE_TO_ORDER_RIGID_GAS_PERMEABLE | Made to order rigid contact lenses (RGP) | Made to order rigid contact lenses (RGP) |  | Special Device Type | FLD-UDID-13 | ENUM_UDID_SpecialDevice | MDR_MADE_TO_ORDER_RIGID_GAS_PERMEABLE | Made to order rigid contact lenses (RGP) | Yes | Add | New specialDeviceTypeCode, [WR-25-000290] | 2026-05
520 | 8300 | specialDeviceTypeCode | SpecialDeviceTypeCode | ORTHOPAEDIC | Orthopaedic | Orthopaedic |  | Special Device Type | FLD-UDID-13 | (NA) | (NA) | (NA) | No | Delete | Not to be used anymore (BR-UDID-737), [WR-25-000290] | 2026-05
524 | 8310 | specialDeviceTypeCode | SpecialDeviceTypeCode | ORTHOPAEDIC | Orthopaedic | Orthopaedic |  | Special Device Type | FLD-UDID-13 | (NA) | (NA) | (NA) | No | Delete | Not to be used anymore (BR-UDID-737), [WR-25-000290] | 2026-05
528 | 8320 | specialDeviceTypeCode | SpecialDeviceTypeCode | ORTHOPAEDIC | Orthopaedic | Orthopaedic |  | Special Device Type | FLD-UDID-13 | (NA) | (NA) | (NA) | No | Delete | Not to be used anymore (BR-UDID-737), [WR-25-000290] | 2026-05
560 | 8330 | specialDeviceTypeCode | SpecialDeviceTypeCode | READY_MADE_SPECTACLES | Ready-made reading spectacles | Ready-made reading spectacles |  | Special Device Type | FLD-UDID-13 | ENUM_UDID_SpecialDevice | MDR_READY_MADE_SPECTACLES | Ready-made reading spectacles | Yes | Add | New specialDeviceTypeCode, [WR-25-000290] | 2026-05
564 | 8340 | specialDeviceTypeCode | SpecialDeviceTypeCode | READY_MADE_SPECTACLES | Ready-made reading spectacles | Ready-made reading spectacles |  | Special Device Type | FLD-UDID-13 | ENUM_UDID_SpecialDevice | MDD_READY_MADE_SPECTACLES | Ready-made reading spectacles | Yes | Add | New specialDeviceTypeCode, [WR-25-000290] | 2026-05
600 | 8350 | specialDeviceTypeCode | SpecialDeviceTypeCode | RIGID_GAS_PERMEABLE | Rigid gas permeable (RGP) & made to order soft contact lenses | Rigid gas permeable (RGP) & made to order soft contact lenses |  | Special Device Type | FLD-UDID-13 | ENUM_UDID_SpecialDevice | MDR_RIGID_GAS_ PERMEABLE | Rigid Gas Permeable (RGP) Contact Lenses | Yes
604 | 8360 | specialDeviceTypeCode | SpecialDeviceTypeCode | RIGID_GAS_PERMEABLE | Rigid gas permeable (RGP) & made to order soft contact lenses | Rigid gas permeable (RGP) & made to order soft contact lenses |  | Special Device Type | FLD-UDID-13 | ENUM_UDID_SpecialDevice | MDD_RIGID_GAS_ PERMEABLE | Rigid Gas Permeable (RGP) Contact Lenses | Yes
640 | 8370 | specialDeviceTypeCode | SpecialDeviceTypeCode | SPECTACLES_FRAMES | Spectacle frames | Spectacle frames |  | Special Device Type | FLD-UDID-13 | ENUM_UDID_SpecialDevice | MDR_SPECTACLES_FRAMES | Spectacle frames | Yes | Add | New specialDeviceTypeCode, [WR-25-000290] | 2026-05
644 | 8380 | specialDeviceTypeCode | SpecialDeviceTypeCode | SPECTACLES_FRAMES | Spectacle frames | Spectacle frames |  | Special Device Type | FLD-UDID-13 | ENUM_UDID_SpecialDevice | MDD_SPECTACLES_FRAMES | Spectacle frames | Yes | Add | New specialDeviceTypeCode, [WR-25-000290] | 2026-05
680 | 8390 | specialDeviceTypeCode | SpecialDeviceTypeCode | SPECTACLES_LENSES | Spectacle lenses | Spectacle lenses |  | Special Device Type | FLD-UDID-13 | ENUM_UDID_SpecialDevice | MDR_SPECTACLES_LENSES | Spectacle lenses | Yes | Add | New specialDeviceTypeCode, [WR-25-000290] | 2026-05
684 | 8400 | specialDeviceTypeCode | SpecialDeviceTypeCode | SPECTACLES_LENSES | Spectacle lenses | Spectacle lenses |  | Special Device Type | FLD-UDID-13 | ENUM_UDID_SpecialDevice | MDD_SPECTACLES_LENSES | Spectacle lenses | Yes | Add | New specialDeviceTypeCode, [WR-25-000290] | 2026-05
720 | 8410 | specialDeviceTypeCode | SpecialDeviceTypeCode | STANDARD_SOFT_CONTACT_LENSES | Standard soft contact lenses | Standard soft contact lenses |  | Special Device Type | FLD-UDID-13 | ENUM_UDID_SpecialDevice | MDR_STANDARD_ SOFT_CONTACT_ LENSES | Standard soft contact lenses | Yes
724 | 8420 | specialDeviceTypeCode | SpecialDeviceTypeCode | STANDARD_SOFT_CONTACT_LENSES | Standard soft contact lenses | Standard soft contact lenses |  | Special Device Type | FLD-UDID-13 | ENUM_UDID_SpecialDevice | MDD_STANDARD_ SOFT_CONTACT_ LENSES | Standard soft contact lenses | Yes
760 | 8430 | specialDeviceTypeCode | SpecialDeviceTypeCode | SOFTWARE | Software | Software |  | Special Device Type | FLD-UDID-13 | ENUM_UDID_SpecialDevice | IVDR_SOFTWARE | Software | Yes
762 | 8440 | specialDeviceTypeCode | SpecialDeviceTypeCode | SOFTWARE | Software | Software |  | Special Device Type | FLD-UDID-13 | ENUM_UDID_SpecialDevice | IVDD_SOFTWARE | Software | Yes
764 | 8450 | specialDeviceTypeCode | SpecialDeviceTypeCode | SOFTWARE | Software | Software |  | Special Device Type | FLD-UDID-13 | ENUM_UDID_SpecialDevice | MDR_SOFTWARE | Software | Yes
766 | 8460 | specialDeviceTypeCode | SpecialDeviceTypeCode | SOFTWARE | Software | Software |  | Special Device Type | FLD-UDID-13 | ENUM_UDID_SpecialDevice | MDD_SOFTWARE | Software | Yes
768 | 8470 | specialDeviceTypeCode | SpecialDeviceTypeCode | SOFTWARE | Software | Software |  | Special Device Type | FLD-UDID-13 | ENUM_UDID_SpecialDevice | AIMDD_SOFTWARE | Software | Yes
55960 | 8480 | initialManufacturerSterilisationCode | SterilisationTypeCode | NOT_STERILISED | Not sterilised | The product is not sterilised by the manufacturer. |  | Device labelled sterile | FLD-UDID-169 | (NA) | FALSE | FALSE | Yes
55960 | 8490 | initialSterilisationPriorToUseCode | SterilisationTypeCode | NO_STERILISATION_REQUIRED | No sterilisation required | Sterilisation by a healthcare provider prior to use of the healthcare product is not required. |  | Need for sterilisation before use | FLD-UDID-170 | (NA) | FALSE | FALSE | Yes
55800 | 8500 | initialManufacturerSterilisationCode; initialSterilisationPriorToUseCode | SterilisationTypeCode | AUTOCLAVE | Autoclave | Autoclave (Steam) is a method of sterilisation that utilizes pressure and heat to achieve a sterile environment. |  | Device labelled sterile; Need for sterilisation before use | FLD-UDID-169; FLD-UDID-170 | (NA) | TRUE | TRUE | Yes
55810 | 8510 | initialManufacturerSterilisationCode; initialSterilisationPriorToUseCode | SterilisationTypeCode | BETA_RADIATION | Beta Radiation | Beta particles are able to penetrate living matter to a certain extent (radiation intensity from a small source of radioactive material decreases as one over the distance squared) and can change the structure of struck molecules. |  | Device labelled sterile; Need for sterilisation before use | FLD-UDID-169; FLD-UDID-170 | (NA) | TRUE | TRUE | Yes
55820 | 8520 | initialManufacturerSterilisationCode; initialSterilisationPriorToUseCode | SterilisationTypeCode | CHLORINE_DIOXIDE | Chlorine Dioxide | Gaseous chlorine dioxide systems for sterilization of healthcare products are not mutagenic or carcinogenic in humans. As the chlorine dioxide concentration increases, the time required to achieve sterilization becomes progressively shorter. |  | Device labelled sterile; Need for sterilisation before use | FLD-UDID-169; FLD-UDID-170 | (NA) | TRUE | TRUE | Yes
55830 | 8530 | initialManufacturerSterilisationCode; initialSterilisationPriorToUseCode | SterilisationTypeCode | DRY_HEAT | Dry Heat | This method should be used only for materials that might be damaged by moist heat or that are impenetrable to moist heat (e.g., powders, petroleum products, sharp instruments). There are two types of dry-heat sterilizers: the static-air type and the forced-air type. |  | Device labelled sterile; Need for sterilisation before use | FLD-UDID-169; FLD-UDID-170 | (NA) | TRUE | TRUE | Yes
55840 | 8540 | initialManufacturerSterilisationCode; initialSterilisationPriorToUseCode | SterilisationTypeCode | ELECTRON_BEAM_IRRADIATION | Electron-Beam Irradiation | A commercially successful technology for sterilizing a variety of disposable medical devices with a wide range of densities. The e-beam inactivates micro-organisms either by causing microbial death as a direct effect of the destruction of a vital molecule or by an indirect chemical reaction. This is the same mechanism as in gamma irradiation, and the dose required is the same. |  | Device labelled sterile; Need for sterilisation before use | FLD-UDID-169; FLD-UDID-170 | (NA) | TRUE | TRUE | Yes
55850 | 8550 | initialManufacturerSterilisationCode; initialSterilisationPriorToUseCode | SterilisationTypeCode | ETHANOL | Ethanol | A chemical sterilisation method that utilizes ethanol as the sterilisation method. | Ethanol, Formaldehyde, and Glutaraldehyde will all map to the FDA GUDID value of Liquid Chemical | Device labelled sterile; Need for sterilisation before use | FLD-UDID-169; FLD-UDID-170 | (NA) | TRUE | TRUE | Yes
55860 | 8560 | initialManufacturerSterilisationCode; initialSterilisationPriorToUseCode | SterilisationTypeCode | ETO_ETHYLENE_OXIDE | Ethylene Oxide | A gas that is commonly used to sterilize objects sensitive to temperatures greater than 60 °C such as plastics, optics and electrics. Ethylene oxide treatment is generally carried out between 30 °C and 60 °C with relative humidity above 30% and a gas concentration between 200 and 800 mg/L for at least three hours. Ethylene oxide penetrates well, moving through paper, cloth, and some plastic films and is highly effective. |  | Device labelled sterile; Need for sterilisation before use | FLD-UDID-169; FLD-UDID-170 | (NA) | TRUE | TRUE | Yes
55870 | 8570 | initialManufacturerSterilisationCode; initialSterilisationPriorToUseCode | SterilisationTypeCode | FORMALDEHYDE | Formaldehyde | A chemical sterilisation agent used to provide sterilisation. Items being sterilized are usually immersed in the formaldehyde for a pre determined time period. | Ethanol, Formaldehyde, and Glutaraldehyde will all map to the FDA GUDID value of Liquid Chemical | Device labelled sterile; Need for sterilisation before use | FLD-UDID-169; FLD-UDID-170 | (NA) | TRUE | TRUE | Yes
55880 | 8580 | initialManufacturerSterilisationCode; initialSterilisationPriorToUseCode | SterilisationTypeCode | GAMMA_RADIATION | Gamma-Radiation | Gamma rays are very penetrating and are commonly used for sterilisation of disposable medical equipment, such as syringes, needles, cannulas and IV sets. Gamma radiation requires bulky shielding for the safety of the operators; they also require storage of a radioisotope (usually Cobalt- 60), which continuously emits gamma rays (it cannot be turned off, and therefore always presents a hazard in the area of the facility). |  | Device labelled sterile; Need for sterilisation before use | FLD-UDID-169; FLD-UDID-170 | (NA) | TRUE | TRUE | Yes
55890 | 8590 | initialManufacturerSterilisationCode; initialSterilisationPriorToUseCode | SterilisationTypeCode | GLUTARALDEHYDE | Glutaraldehyde | A colourless liquid with a pungent odour used to sterilize medical and dental equipment. It is also used for industrial water treatment and as a chemical preservative. Glutaraldehyde is an oily liquid at room temperature (density 1.06 g/mL), and miscible with water, alcohol, and benzene. | Ethanol, Formaldehyde, and Glutaraldehyde will all map to the FDA GUDID value of Liquid Chemical | Device labelled sterile; Need for sterilisation before use | FLD-UDID-169; FLD-UDID-170 | (NA) | TRUE | TRUE | Yes
55900 | 8600 | initialManufacturerSterilisationCode; initialSterilisationPriorToUseCode | SterilisationTypeCode | HIGH_INTENSITY_OR_PULSE_LIGHT | High Intensity Light or Pulse Light | Pulsed light is a non-thermal sterilization method that uses brief intense pulses or flashes of white light to kill micro-organisms. |  | Device labelled sterile; Need for sterilisation before use | FLD-UDID-169; FLD-UDID-170 | (NA) | TRUE | TRUE | Yes
55910 | 8610 | initialManufacturerSterilisationCode; initialSterilisationPriorToUseCode | SterilisationTypeCode | HIGH_LEVEL_DISINFECTANT | High-Level Disinfectant | A germicide that inactivates all microbial pathogens, except small numbers of bacterial endospores. |  | Device labelled sterile; Need for sterilisation before use | FLD-UDID-169; FLD-UDID-170 | (NA) | TRUE | TRUE | Yes
55920 | 8620 | initialManufacturerSterilisationCode; initialSterilisationPriorToUseCode | SterilisationTypeCode | HYDROGEN_PEROXIDE | Hydrogen Peroxide | Another chemical sterilizing agent. It is relatively non-toxic once diluted to low concentrations (although a dangerous oxidizer at high concentrations), and leaves no residue. |  | Device labelled sterile; Need for sterilisation before use | FLD-UDID-169; FLD-UDID-170 | (NA) | TRUE | TRUE | Yes
55930 | 8630 | initialManufacturerSterilisationCode; initialSterilisationPriorToUseCode | SterilisationTypeCode | LIQUID_CHEMICAL | Liquid Chemical | A sterilization process that uses liquid chemical as its sterilant to kill microorganisms. |  | Device labelled sterile; Need for sterilisation before use | FLD-UDID-169; FLD-UDID-170 | (NA) | TRUE | TRUE | Yes
55940 | 8640 | initialManufacturerSterilisationCode; initialSterilisationPriorToUseCode | SterilisationTypeCode | MICROWAVE_RADIATION | Microwave Radiation | Microwaves are used in medicine for disinfection of soft contact lenses, dental instruments, dentures, milk, and urinary catheters for intermittent self-catheterization. However, microwaves must only be used with products that are compatible (e.g., do not melt). Microwaves are radio-frequency waves, which are usually used at a frequency of 2450 MHz. |  | Device labelled sterile; Need for sterilisation before use | FLD-UDID-169; FLD-UDID-170 | (NA) | TRUE | TRUE | Yes
55950 | 8650 | initialManufacturerSterilisationCode; initialSterilisationPriorToUseCode | SterilisationTypeCode | NITROGEN_DIOXIDE | Nitrogen Dioxide | A sterilization process that uses nitrogen dioxide radicals that are formed from dinitrogen tetroxide dimers to kill microorganisms. |  | Device labelled sterile; Need for sterilisation before use | FLD-UDID-169; FLD-UDID-170 | (NA) | TRUE | TRUE | Yes
55970 | 8660 | initialManufacturerSterilisationCode; initialSterilisationPriorToUseCode | SterilisationTypeCode | OZONE | Ozone | Is a method often times used in industrial settings to sterilize water and air, as well as a disinfectant for surfaces. It has the benefit of being able to oxidize most organic matter. It is a toxic and unstable gas that must be produced on-site, so it is not practical to use in many settings. |  | Device labelled sterile; Need for sterilisation before use | FLD-UDID-169; FLD-UDID-170 | (NA) | TRUE | TRUE | Yes
55980 | 8670 | initialManufacturerSterilisationCode; initialSterilisationPriorToUseCode | SterilisationTypeCode | PERACETIC_ACID | Peracetic Acid | A chemical in the organic peroxide family. It is a bright, colorless liquid with a characteristic acrid acetic acid type odor. It has a strong oxidizing potential, is highly corrosive, and can explode at temperatures exceeding 110 °C. |  | Device labelled sterile; Need for sterilisation before use | FLD-UDID-169; FLD-UDID-170 | (NA) | TRUE | TRUE | Yes
55990 | 8680 | initialManufacturerSterilisationCode; initialSterilisationPriorToUseCode | SterilisationTypeCode | PLASMA | Plasma | A method of sterilisation that utilizes hydrogen peroxide vapour to sterilize heat sensitive equipment. |  | Device labelled sterile; Need for sterilisation before use | FLD-UDID-169; FLD-UDID-170 | (NA) | TRUE | TRUE | Yes
56000 | 8690 | initialManufacturerSterilisationCode; initialSterilisationPriorToUseCode | SterilisationTypeCode | SOUND_WAVES | Sound Waves | Sound waves of frequency >20,000 cycle/second kills bacteria and some viruses on exposing for one hour. High frequency sound waves disrupt cells. They are used to clean and disinfect instruments as well as to reduce microbial load. |  | Device labelled sterile; Need for sterilisation before use | FLD-UDID-169; FLD-UDID-170 | (NA) | TRUE | TRUE | Yes
56010 | 8700 | initialManufacturerSterilisationCode; initialSterilisationPriorToUseCode | SterilisationTypeCode | SUPERCRITICAL_CARBON_DIOXIDE | Supercritical Carbon Dioxide | A sterilization process that uses supercritical carbon dioxide in combination with a small percentage of additive to kill microorganisms. |  | Device labelled sterile; Need for sterilisation before use | FLD-UDID-169; FLD-UDID-170 | (NA) | TRUE | TRUE | Yes
56020 | 8710 | initialManufacturerSterilisationCode; initialSterilisationPriorToUseCode | SterilisationTypeCode | UNSPECIFIED | Unspecified | Trade Item Manufacturer has not specified the sterilisation method(s) of the trade item. |  | Device labelled sterile; Need for sterilisation before use | FLD-UDID-169; FLD-UDID-170 | (NA) | TRUE | TRUE | Yes
56030 | 8720 | initialManufacturerSterilisationCode; initialSterilisationPriorToUseCode | SterilisationTypeCode | UV_LIGHT | Ultraviolet Light | Useful for sterilisation of surfaces and some transparent objects. Many objects that are transparent to visible light absorb UV. UV irradiation is routinely used to sterilize the interiors of biological safety cabinets between uses. |  | Device labelled sterile; Need for sterilisation before use | FLD-UDID-169; FLD-UDID-170 | (NA) | TRUE | TRUE | Yes
46160 | 8730 | systemOrProcedurePackTypeCode | SystemOrProcedurePackTypeCode | PROCEDURE_PACK | Procedure pack | Procedure pack |  | System or Procedure Pack | FLD-UDID-261 | ENUM_UDID_SystemProcedurePackType | PROCEDURE_PACK | Procedure pack | Yes
46200 | 8740 | systemOrProcedurePackTypeCode | SystemOrProcedurePackTypeCode | SYSTEM | System | System |  | System or Procedure Pack | FLD-UDID-261 | ENUM_UDID_SystemProcedurePackType | SYSTEM | System | Yes
4680 | 8750 | uDIProductionIdentifierTypeCode | UDIProductionIdentifierTypeCode | BATCH_NUMBER | Lot or batch number | Lot or batch number |  | Type of UDI-PI | FLD-UDID-148 | ENUM_UDID_ProductionIdentifier | BATCH_NUMBER | BATCH NUMBER | Yes
4720 | 8760 | uDIProductionIdentifierTypeCode | UDIProductionIdentifierTypeCode | EXPIRATION_DATE | Expiration date | Expiration date |  | Type of UDI-PI | FLD-UDID-148 | ENUM_UDID_ProductionIdentifier | EXPIRATION_DATE | EXPIRATION DATE | Yes
4760 | 8770 | uDIProductionIdentifierTypeCode | UDIProductionIdentifierTypeCode | MANUFACTURING_DATE | Manufacturing date | Manufacturing date |  | Type of UDI-PI | FLD-UDID-148 | ENUM_UDID_ProductionIdentifier | MANUFACTURING_DATE | MANUFACTURING DATE | Yes
4800 | 8780 | uDIProductionIdentifierTypeCode | UDIProductionIdentifierTypeCode | SERIAL_NUMBER | Serial number | Serial number |  | Type of UDI-PI | FLD-UDID-148 | ENUM_UDID_ProductionIdentifier | SERIALISATION_NUMBER | SERIAL NUMBER | Yes
4840 | 8790 | uDIProductionIdentifierTypeCode | UDIProductionIdentifierTypeCode | SOFTWARE_IDENTIFICATION | Software identification | Software identification |  | Type of UDI-PI | FLD-UDID-148 | ENUM_UDID_ProductionIdentifier | SOFTWARE_IDENTIFICATION | SOFTWARE IDENTIFICATION | No

## EMDN_v3_rev.1
EMDN V3 |  |  |  | https://webgate.ec.europa.eu/dyna2/emdn/
CATEGORY | CATEGORY DESCRIPTION (v3 2025) | CODE | TERM EMDN (v3 2025) | LEVEL | TERMINAL LEVEL YES/NO
A | DEVICES FOR ADMINISTRATION, WITHDRAWAL AND COLLECTION | A | DEVICES FOR ADMINISTRATION, WITHDRAWAL AND COLLECTION | 1 | NO
A | DEVICES FOR ADMINISTRATION, WITHDRAWAL AND COLLECTION | A01 | NEEDLES | 2 | NO
A | DEVICES FOR ADMINISTRATION, WITHDRAWAL AND COLLECTION | A0101 | NEEDLES FOR INFUSION AND SAMPLING | 3 | NO
A | DEVICES FOR ADMINISTRATION, WITHDRAWAL AND COLLECTION | A010101 | HYPODERMIC NEEDLES | 4 | NO
A | DEVICES FOR ADMINISTRATION, WITHDRAWAL AND COLLECTION | A01010101 | HYPODERMIC SYRINGE NEEDLES | 5 | NO
A | DEVICES FOR ADMINISTRATION, WITHDRAWAL AND COLLECTION | A0101010101 | HYPODERMIC SYRINGE NEEDLES, WITH SAFETY SYSTEMS | 6 | YES
A | DEVICES FOR ADMINISTRATION, WITHDRAWAL AND COLLECTION | A0101010102 | HYPODERMIC SYRINGE NEEDLES, W/O SAFETY SYSTEMS | 6 | YES
A | DEVICES FOR ADMINISTRATION, WITHDRAWAL AND COLLECTION | A01010102 | HYPODERMIC PEN NEEDLES | 5 | NO
A | DEVICES FOR ADMINISTRATION, WITHDRAWAL AND COLLECTION | A0101010201 | HYPODERMIC PEN NEEDLES, WITH SAFETY SYSTEMS | 6 | YES
A | DEVICES FOR ADMINISTRATION, WITHDRAWAL AND COLLECTION | A0101010202 | HYPODERMIC PEN NEEDLES, W/O SAFETY SYSTEMS | 6 | YES
A | DEVICES FOR ADMINISTRATION, WITHDRAWAL AND COLLECTION | A01010199 | HYPODERMIC NEEDLES - OTHER | 5 | YES
A | DEVICES FOR ADMINISTRATION, WITHDRAWAL AND COLLECTION | A010102 | BUTTERFLY NEEDLES | 4 | NO
A | DEVICES FOR ADMINISTRATION, WITHDRAWAL AND COLLECTION | A01010201 | BUTTERFLY NEEDLES, WITH SAFETY SYSTEMS | 5 | YES
A | DEVICES FOR ADMINISTRATION, WITHDRAWAL AND COLLECTION | A01010202 | BUTTERFLY NEEDLES, W/O SAFETY SYSTEMS | 5 | YES
A | DEVICES FOR ADMINISTRATION, WITHDRAWAL AND COLLECTION | A010103 | NEEDLES AND KITS FOR IMPLANTABLE SYSTEMS (PORT) | 4 | NO
A | DEVICES FOR ADMINISTRATION, WITHDRAWAL AND COLLECTION | A01010301 | NEEDLES AND KITS FOR IMPLANTABLE SYSTEMS (PORT), WITH SAFETY SYSTEMS | 5 | YES
A | DEVICES FOR ADMINISTRATION, WITHDRAWAL AND COLLECTION | A01010302 | NEEDLES AND KITS FOR IMPLANTABLE SYSTEMS (PORT), W/O SAFETY SYSTEMS | 5 | YES
A | DEVICES FOR ADMINISTRATION, WITHDRAWAL AND COLLECTION | A010104 | NEEDLES FOR VIAL COLLECTION | 4 | YES
A | DEVICES FOR ADMINISTRATION, WITHDRAWAL AND COLLECTION | A010105 | NEEDLES FOR COLLECTION UNDER VACUUM | 4 | NO
A | DEVICES FOR ADMINISTRATION, WITHDRAWAL AND COLLECTION | A01010501 | NEEDLES FOR COLLECTION UNDER VACUUM, WITH SAFETY SYSTEMS | 5 | YES
A | DEVICES FOR ADMINISTRATION, WITHDRAWAL AND COLLECTION | A01010502 | NEEDLES FOR COLLECTION UNDER VACUUM, W/O SAFETY SYSTEMS | 5 | YES
A | DEVICES FOR ADMINISTRATION, WITHDRAWAL AND COLLECTION | A010106 | NEEDLES AND KITS FOR RECONSTRUCTIVE FILLING | 4 | YES
A | DEVICES FOR ADMINISTRATION, WITHDRAWAL AND COLLECTION | A010180 | NEEDLES FOR INFUSION AND COLLECTION - ACCESSORIES | 4 | NO
A | DEVICES FOR ADMINISTRATION, WITHDRAWAL AND COLLECTION | A01018001 | HOLDERS FOR COLLECTION NEEDLES | 5 | YES
A | DEVICES FOR ADMINISTRATION, WITHDRAWAL AND COLLECTION | A01018099 | NEEDLES FOR INFUSION AND COLLECTION - OTHER ACCESSORIES | 5 | YES
A | DEVICES FOR ADMINISTRATION, WITHDRAWAL AND COLLECTION | A010199 | NEEDLES FOR INFUSION AND COLLECTION - OTHER | 4 | YES
A | DEVICES FOR ADMINISTRATION, WITHDRAWAL AND COLLECTION | A0102 | BIOPSY NEEDLES AND KITS | 3 | NO
A | DEVICES FOR ADMINISTRATION, WITHDRAWAL AND COLLECTION | A010201 | NEEDLES AND KITS - HISTOLOGICAL AND CYTOLOGICAL BIOPSY OF SOFT TISSUES | 4 | NO
A | DEVICES FOR ADMINISTRATION, WITHDRAWAL AND COLLECTION | A01020101 | SHEARING BIOPSY NEEDLES AND KITS | 5 | NO
A | DEVICES FOR ADMINISTRATION, WITHDRAWAL AND COLLECTION | A0102010101 | SHEARING BIOPSY NEEDLES | 6 | YES
A | DEVICES FOR ADMINISTRATION, WITHDRAWAL AND COLLECTION | A0102010102 | SHEARING BIOPSY GUNS | 6 | YES
A | DEVICES FOR ADMINISTRATION, WITHDRAWAL AND COLLECTION | A01020102 | ASPIRATION FINE NEEDLES AND KITS | 5 | YES
A | DEVICES FOR ADMINISTRATION, WITHDRAWAL AND COLLECTION | A01020199 | NEEDLES AND KITS FOR HISTOLOGICAL AND CYTOLOGICAL BIOPSY OF SOFT TISSUES - OTHER | 5 | YES
A | DEVICES FOR ADMINISTRATION, WITHDRAWAL AND COLLECTION | A010202 | BONE MARROW BIOPSY NEEDLES AND KITS | 4 | NO
A | DEVICES FOR ADMINISTRATION, WITHDRAWAL AND COLLECTION | A01020201 | ILIAC-STERNAL BIOPSY NEEDLES AND KITS | 5 | YES
A | DEVICES FOR ADMINISTRATION, WITHDRAWAL AND COLLECTION | A01020202 | BONE MARROW EXPLANT NEEDLES AND KITS | 5 | YES
A | DEVICES FOR ADMINISTRATION, WITHDRAWAL AND COLLECTION | A01020203 | VERTEBRAL AND PARAVERTEBRAL BIOPSY NEEDLES AND KITS | 5 | YES
A | DEVICES FOR ADMINISTRATION, WITHDRAWAL AND COLLECTION | A01020204 | MOTORISED BONE BIOPSY KITS | 5 | YES
A | DEVICES FOR ADMINISTRATION, WITHDRAWAL AND COLLECTION | A01020299 | NEEDLES AND KITS - BONE MARROW BIOPSY - OTHER | 5 | YES
A | DEVICES FOR ADMINISTRATION, WITHDRAWAL AND COLLECTION | A010203 | CUTANEOUS BIOPSY NEEDLES AND KITS | 4 | NO
A | DEVICES FOR ADMINISTRATION, WITHDRAWAL AND COLLECTION | A01020301 | CUTANEOUS BIOPSY NEEDLES | 5 | YES
A | DEVICES FOR ADMINISTRATION, WITHDRAWAL AND COLLECTION | A01020302 | CUTANEOUS BIOPSY PUNCHES, SINGLE-USE | 5 | YES
A | DEVICES FOR ADMINISTRATION, WITHDRAWAL AND COLLECTION | A01020303 | CUTANEOUS BIOPSY CURETTES, SINGLE-USE | 5 | YES
A | DEVICES FOR ADMINISTRATION, WITHDRAWAL AND COLLECTION | A01020399 | CUTANEOUS BIOPSY NEEDLES AND KITS - OTHER | 5 | YES
A | DEVICES FOR ADMINISTRATION, WITHDRAWAL AND COLLECTION | A010204 | AMNIOCENTESIS AND VILLOCENTESIS NEEDLES AND KITS | 4 | NO
A | DEVICES FOR ADMINISTRATION, WITHDRAWAL AND COLLECTION | A01020401 | AMNIOCENTESIS NEEDLES AND KITS | 5 | YES
A | DEVICES FOR ADMINISTRATION, WITHDRAWAL AND COLLECTION | A01020402 | VILLOCENTESIS NEEDLES AND KITS | 5 | YES
A | DEVICES FOR ADMINISTRATION, WITHDRAWAL AND COLLECTION | A010205 | PERENDOSCOPIC BIOPSY NEEDLES AND KITS (NON-GASTROINTESTINAL APPARATUS) | 4 | NO
A | DEVICES FOR ADMINISTRATION, WITHDRAWAL AND COLLECTION | A01020501 | PERENDOSCOPIC BRONCHIAL BIOPSY NEEDLES AND KITS | 5 | YES
A | DEVICES FOR ADMINISTRATION, WITHDRAWAL AND COLLECTION | A01020502 | LAPAROSCOPIC AND THORACOSCOPIC BIOPSY NEEDLES AND KITS | 5 | YES
A | DEVICES FOR ADMINISTRATION, WITHDRAWAL AND COLLECTION | A01020599 | PERENDOSCOPIC BIOPSY NEEDLES AND KITS (NON-GASTROINTESTINAL APPARATUS) - OTHER | 5 | YES
A | DEVICES FOR ADMINISTRATION, WITHDRAWAL AND COLLECTION | A010206 | CEREBRAL BIOPSY NEEDLES AND KITS | 4 | YES
A | DEVICES FOR ADMINISTRATION, WITHDRAWAL AND COLLECTION | A010207 | PULMONARY BIOPSY NEEDLES AND KITS | 4 | YES
A | DEVICES FOR ADMINISTRATION, WITHDRAWAL AND COLLECTION | A010299 | BIOPSY NEEDLES AND KITS - OTHER | 4 | YES
A | DEVICES FOR ADMINISTRATION, WITHDRAWAL AND COLLECTION | A0103 | ANAESTHESIA NEEDLES AND KITS | 3 | NO
A | DEVICES FOR ADMINISTRATION, WITHDRAWAL AND COLLECTION | A010301 | SPINAL AND EPIDURAL ANAESTHESIA NEEDLES AND KITS | 4 | NO
A | DEVICES FOR ADMINISTRATION, WITHDRAWAL AND COLLECTION | A01030101 | SPINAL ANAESTHESIA NEEDLES AND KITS | 5 | YES
A | DEVICES FOR ADMINISTRATION, WITHDRAWAL AND COLLECTION | A01030102 | EPIDURAL ANAESTHESIA NEEDLES AND KITS | 5 | YES
A | DEVICES FOR ADMINISTRATION, WITHDRAWAL AND COLLECTION | A01030103 | COMBINED EPIDURAL AND SPINAL ANAESTHESIA NEEDLES AND KITS | 5 | YES
A | DEVICES FOR ADMINISTRATION, WITHDRAWAL AND COLLECTION | A010302 | PLEXUS BLOCK NEEDLES AND KITS | 4 | YES
A | DEVICES FOR ADMINISTRATION, WITHDRAWAL AND COLLECTION | A010399 | ANAESTHESIA NEEDLES AND KIT - OTHER | 4 | YES
A | DEVICES FOR ADMINISTRATION, WITHDRAWAL AND COLLECTION | A0104 | DIALYSIS NEEDLES | 3 | NO
A | DEVICES FOR ADMINISTRATION, WITHDRAWAL AND COLLECTION | A010401 | ARTERIOVENOUS FISTULA NEEDLES | 4 | YES
A | DEVICES FOR ADMINISTRATION, WITHDRAWAL AND COLLECTION | A010480 | DIALYSIS NEEDLES - ACCESSORIES | 4 | YES
A | DEVICES FOR ADMINISTRATION, WITHDRAWAL AND COLLECTION | A010499 | DIALYSIS NEEDLES - OTHER | 4 | YES
A | DEVICES FOR ADMINISTRATION, WITHDRAWAL AND COLLECTION | A0105 | OPHTHALMOLOGY INJECTION NEEDLES AND KITS | 3 | NO
A | DEVICES FOR ADMINISTRATION, WITHDRAWAL AND COLLECTION | A010501 | ANTERIOR EYE CHAMBER NEEDLES | 4 | YES
A | DEVICES FOR ADMINISTRATION, WITHDRAWAL AND COLLECTION | A010502 | EYE IRRIGATION NEEDLES | 4 | YES
A | DEVICES FOR ADMINISTRATION, WITHDRAWAL AND COLLECTION | A010503 | PERIBULBAR NEEDLES | 4 | YES
A | DEVICES FOR ADMINISTRATION, WITHDRAWAL AND COLLECTION | A010504 | RETROBULBAR NEEDLES | 4 | YES
A | DEVICES FOR ADMINISTRATION, WITHDRAWAL AND COLLECTION | A010505 | ENDOCULAR INJECTION NEEDLES | 4 | YES
A | DEVICES FOR ADMINISTRATION, WITHDRAWAL AND COLLECTION | A010506 | ENDOCULAR ASPIRATION CANNULA NEEDLES | 4 | YES
A | DEVICES FOR ADMINISTRATION, WITHDRAWAL AND COLLECTION | A010599 | OPHTHALMOLOGY INJECTION NEEDLES AND KITS - OTHER | 4 | YES
A | DEVICES FOR ADMINISTRATION, WITHDRAWAL AND COLLECTION | A0106 | DENTISTRY NEEDLES AND KITS | 3 | NO
A | DEVICES FOR ADMINISTRATION, WITHDRAWAL AND COLLECTION | A010601 | CARPULE NEEDLES | 4 | YES
A | DEVICES FOR ADMINISTRATION, WITHDRAWAL AND COLLECTION | A010602 | DENTAL IRRIGATION NEEDLES | 4 | YES
A | DEVICES FOR ADMINISTRATION, WITHDRAWAL AND COLLECTION | A010699 | DENTISTRY NEEDLES AND KITS - OTHER | 4 | YES
A | DEVICES FOR ADMINISTRATION, WITHDRAWAL AND COLLECTION | A0180 | NEEDLES - ACCESSORIES NOT INCLUDED IN OTHER CLASSES | 3 | NO
A | DEVICES FOR ADMINISTRATION, WITHDRAWAL AND COLLECTION | A018001 | NEEDLE CAPS | 4 | YES
A | DEVICES FOR ADMINISTRATION, WITHDRAWAL AND COLLECTION | A018002 | NEEDLE GUIDES | 4 | YES
A | DEVICES FOR ADMINISTRATION, WITHDRAWAL AND COLLECTION | A018003 | NEEDLE INTRODUCERS | 4 | YES
A | DEVICES FOR ADMINISTRATION, WITHDRAWAL AND COLLECTION | A018004 | NEEDLE CONNECTORS AND ADAPTERS | 4 | YES
A | DEVICES FOR ADMINISTRATION, WITHDRAWAL AND COLLECTION | A018005 | NEEDLE COUNTING CONTAINERS | 4 | YES
A | DEVICES FOR ADMINISTRATION, WITHDRAWAL AND COLLECTION | A018006 | HYPODERMIC NEEDLES PEN INJECTORS | 4 | YES
A | DEVICES FOR ADMINISTRATION, WITHDRAWAL AND COLLECTION | A018099 | NEEDLES - OTHER ACCESSORIES | 4 | YES
A | DEVICES FOR ADMINISTRATION, WITHDRAWAL AND COLLECTION | A0190 | NEEDLES FOR OTHER PROCEDURES | 3 | NO
A | DEVICES FOR ADMINISTRATION, WITHDRAWAL AND COLLECTION | A019001 | BLUNT NEEDLES | 4 | YES
A | DEVICES FOR ADMINISTRATION, WITHDRAWAL AND COLLECTION | A019002 | ACUPUNCTURE NEEDLES | 4 | YES
A | DEVICES FOR ADMINISTRATION, WITHDRAWAL AND COLLECTION | A019003 | ALCOHOLISATION NEEDLES | 4 | YES
A | DEVICES FOR ADMINISTRATION, WITHDRAWAL AND COLLECTION | A019004 | OPEN SURGERY CHOLANGIOGRAPHY NEEDLES AND KITS | 4 | YES
A | DEVICES FOR ADMINISTRATION, WITHDRAWAL AND COLLECTION | A019005 | GALACTOGRAPHY NEEDLES AND KITS | 4 | YES
A | DEVICES FOR ADMINISTRATION, WITHDRAWAL AND COLLECTION | A019006 | MESOTHERAPY NEEDLES | 4 | YES
A | DEVICES FOR ADMINISTRATION, WITHDRAWAL AND COLLECTION | A019007 | SCLEROTHERAPY NEEDLES AND KITS | 4 | YES
A | DEVICES FOR ADMINISTRATION, WITHDRAWAL AND COLLECTION | A019008 | MEDICAL PROCEDURES TATTOOING NEEDLES (NOT ENDOSCOPIC) | 4 | YES
A | DEVICES FOR ADMINISTRATION, WITHDRAWAL AND COLLECTION | A019009 | DRAINAGE NEEDLES | 4 | YES
A | DEVICES FOR ADMINISTRATION, WITHDRAWAL AND COLLECTION | A019010 | ANGIOGRAPHY NEEDLES | 4 | YES
A | DEVICES FOR ADMINISTRATION, WITHDRAWAL AND COLLECTION | A019011 | INTRAOSSEOUS INFUSION AND VERTEBROPLASTY INFUSION NEEDLES AND KITS | 4 | YES
A | DEVICES FOR ADMINISTRATION, WITHDRAWAL AND COLLECTION | A019012 | BREAST NODULES AND OTHER STRUCTURES LOCALISATION NEEDLES AND SYSTEMS | 4 | YES
A | DEVICES FOR ADMINISTRATION, WITHDRAWAL AND COLLECTION | A019013 | PERCUTANEOUS NEEDLES | 4 | YES
A | DEVICES FOR ADMINISTRATION, WITHDRAWAL AND COLLECTION | A019014 | LUMBAR PUNCTURE NEEDLES AND KITS | 4 | YES
A | DEVICES FOR ADMINISTRATION, WITHDRAWAL AND COLLECTION | A019015 | PERI- AND NEO-NATAL EPICRANIAL NEEDLES | 4 | YES
A | DEVICES FOR ADMINISTRATION, WITHDRAWAL AND COLLECTION | A019016 | BRACHYTHERAPY NEEDLES | 4 | YES
A | DEVICES FOR ADMINISTRATION, WITHDRAWAL AND COLLECTION | A019017 | FILL, TRANSFER AND RECONSTITUTION NEEDLES FOR FLUIDS AND MEDICATION | 4 | NO
A | DEVICES FOR ADMINISTRATION, WITHDRAWAL AND COLLECTION | A01901701 | FILL, TRANSFER AND RECONSTITUTION NEEDLES FOR FLUIDS AND MEDICATION WITHOUT FILTER | 5 | YES
A | DEVICES FOR ADMINISTRATION, WITHDRAWAL AND COLLECTION | A01901702 | FILL, TRANSFER AND RECONSTITUTION FILTER NEEDLES FOR FLUIDS AND MEDICATION | 5 | YES
A | DEVICES FOR ADMINISTRATION, WITHDRAWAL AND COLLECTION | A019099 | NEEDLES FOR OTHER PROCEDURES - OTHER | 4 | YES
A | DEVICES FOR ADMINISTRATION, WITHDRAWAL AND COLLECTION | A0199 | NEEDLES - OTHER | 3 | YES
A | DEVICES FOR ADMINISTRATION, WITHDRAWAL AND COLLECTION | A02 | SYRINGES | 2 | NO
A | DEVICES FOR ADMINISTRATION, WITHDRAWAL AND COLLECTION | A0201 | SINGLE-USE SYRINGES | 3 | NO
A | DEVICES FOR ADMINISTRATION, WITHDRAWAL AND COLLECTION | A020101 | LOSS-OF-RESISTANCE SYRINGES | 4 | YES
A | DEVICES FOR ADMINISTRATION, WITHDRAWAL AND COLLECTION | A020102 | INFUSION AND IRRIGATION SYRINGES, SINGLE-USE | 4 | NO
A | DEVICES FOR ADMINISTRATION, WITHDRAWAL AND COLLECTION | A02010201 | INFUSION AND IRRIGATION SYRINGES, LUER CONE, SINGLE-USE | 5 | NO
A | DEVICES FOR ADMINISTRATION, WITHDRAWAL AND COLLECTION | A0201020101 | INFUSION AND IRRIGATION SYRINGES, 2-PIECE LUER CONE, SINGLE-USE | 6 | NO
A | DEVICES FOR ADMINISTRATION, WITHDRAWAL AND COLLECTION | A020102010101 | INFUSION AND IRRIGATION SYRINGES, 2-PIECE LUER CONE, 2-PIECE WITH NEEDLE, SINGLE-USE | 7 | YES
A | DEVICES FOR ADMINISTRATION, WITHDRAWAL AND COLLECTION | A020102010102 | INFUSION AND IRRIGATION SYRINGES, 2-PIECE LUER CONE, 2-PIECE WITHOUT NEEDLE, SINGLE-USE | 7 | YES
A | DEVICES FOR ADMINISTRATION, WITHDRAWAL AND COLLECTION | A0201020102 | INFUSION AND IRRIGATION SYRINGES, LUER CONE, 3-PIECE | 6 | NO
A | DEVICES FOR ADMINISTRATION, WITHDRAWAL AND COLLECTION | A020102010201 | INFUSION AND IRRIGATION SYRINGES, LUER CONE, 3-PIECE WITH NEEDLE, SINGLE-USE | 7 | YES
A | DEVICES FOR ADMINISTRATION, WITHDRAWAL AND COLLECTION | A020102010202 | INFUSION AND IRRIGATION SYRINGES, LUER CONE, 3-PIECE WITHOUT NEEDLE, SINGLE-USE | 7 | YES
A | DEVICES FOR ADMINISTRATION, WITHDRAWAL AND COLLECTION | A02010202 | INFUSION AND IRRIGATION SYRINGES, LUER LOCK CONE, SINGLE-USE | 5 | NO
A | DEVICES FOR ADMINISTRATION, WITHDRAWAL AND COLLECTION | A0201020201 | INFUSION AND IRRIGATION SYRINGES, LUER LOCK CONE, 3-PIECE, SINGLE-USE | 6 | NO
A | DEVICES FOR ADMINISTRATION, WITHDRAWAL AND COLLECTION | A020102020101 | INFUSION AND IRRIGATION SYRINGES, LUER LOCK CONE, 3-PIECE WITH NEEDLE, SINGLE-USE | 7 | YES
A | DEVICES FOR ADMINISTRATION, WITHDRAWAL AND COLLECTION | A020102020102 | INFUSION AND IRRIGATION SYRINGES, LUER LOCK CONE, 3-PIECE WITHOUT NEEDLE, SINGLE-USE | 7 | YES
A | DEVICES FOR ADMINISTRATION, WITHDRAWAL AND COLLECTION | A02010203 | INFUSION AND IRRIGATION SYRINGES, CATHETER CONE, SINGLE-USE | 5 | YES
A | DEVICES FOR ADMINISTRATION, WITHDRAWAL AND COLLECTION | A02010204 | INFUSION AND IRRIGATION SYRINGES, WITHOUT CONE, WITH FIXED NEEDLE, SINGLE-USE | 5 | YES
A | DEVICES FOR ADMINISTRATION, WITHDRAWAL AND COLLECTION | A02010205 | INFUSION AND IRRIGATION SYRINGES WITH SAFETY SYSTEM, SINGLE-USE | 5 | YES
A | DEVICES FOR ADMINISTRATION, WITHDRAWAL AND COLLECTION | A02010299 | INFUSION AND IRRIGATION SYRINGES - OTHER | 5 | YES
A | DEVICES FOR ADMINISTRATION, WITHDRAWAL AND COLLECTION | A020104 | SYRINGES FOR INJECTORS, SINGLE-USE | 4 | NO
A | DEVICES FOR ADMINISTRATION, WITHDRAWAL AND COLLECTION | A02010401 | SYRINGES FOR CONTRAST MEDIA INJECTOR, SINGLE-USE | 5 | YES
A | DEVICES FOR ADMINISTRATION, WITHDRAWAL AND COLLECTION | A02010499 | SYRINGES FOR INJECTOR, SINGLE-USE - OTHER | 5 | YES
A | DEVICES FOR ADMINISTRATION, WITHDRAWAL AND COLLECTION | A020105 | BLOOD GAS ANALYSIS, SYRINGES WITH NEEDLES AND KITS | 4 | NO
A | DEVICES FOR ADMINISTRATION, WITHDRAWAL AND COLLECTION | A02010501 | BLOOD GAS ANALYSIS, SYRINGES WITH NEEDLE W/O SAFETY SYSTEM AND KITS | 5 | YES
A | DEVICES FOR ADMINISTRATION, WITHDRAWAL AND COLLECTION | A02010502 | BLOOD GAS ANALYSIS, SYRINGES WITH SAFETY NEEDLE AND KITS | 5 | YES
A | DEVICES FOR ADMINISTRATION, WITHDRAWAL AND COLLECTION | A020106 | INSULIN SYRINGES, SINGLE-USE | 4 | NO
A | DEVICES FOR ADMINISTRATION, WITHDRAWAL AND COLLECTION | A02010601 | INSULIN SYRINGES WITH FIXED NEEDLE, SINGLE-USE | 5 | YES
A | DEVICES FOR ADMINISTRATION, WITHDRAWAL AND COLLECTION | A02010602 | INSULIN SYRINGES W/O FIXED NEEDLES, SINGLE-USE | 5 | YES
A | DEVICES FOR ADMINISTRATION, WITHDRAWAL AND COLLECTION | A02010603 | INSULIN SYRINGES WITH SAFETY SYSTEM, SINGLE-USE | 5 | NO
A | DEVICES FOR ADMINISTRATION, WITHDRAWAL AND COLLECTION | A0201060301 | INSULIN SYRINGES WITH SAFETY SYSTEMS AND FIXED NEEDLES, SINGLE-USE | 6 | YES
A | DEVICES FOR ADMINISTRATION, WITHDRAWAL AND COLLECTION | A0201060302 | INSULIN SYRINGES WITH SAFETY SYSTEMS W/O FIXED NEEDLE, SINGLE-USE | 6 | YES
A | DEVICES FOR ADMINISTRATION, WITHDRAWAL AND COLLECTION | A02010699 | INSULIN SYRINGES, SINGLE-USE - OTHER | 5 | YES
A | DEVICES FOR ADMINISTRATION, WITHDRAWAL AND COLLECTION | A020107 | PREFILLED SYRINGES | 4 | NO
A | DEVICES FOR ADMINISTRATION, WITHDRAWAL AND COLLECTION | A02010701 | PREFILLED SYRINGES WITH STERILE PHYSIOLOGICAL SOLUTION | 5 | YES
A | DEVICES FOR ADMINISTRATION, WITHDRAWAL AND COLLECTION | A02010702 | PREFILLED SYRINGES WITH STERILE WATER | 5 | YES
A | DEVICES FOR ADMINISTRATION, WITHDRAWAL AND COLLECTION | A02010799 | PREFILLED SYRINGES - OTHER | 5 | YES
A | DEVICES FOR ADMINISTRATION, WITHDRAWAL AND COLLECTION | A020108 | ENTERAL FEEDING SYRINGES | 4 | YES
A | DEVICES FOR ADMINISTRATION, WITHDRAWAL AND COLLECTION | A020109 | TUBERCULIN SYRINGES, SINGLE-USE | 4 | YES
A | DEVICES FOR ADMINISTRATION, WITHDRAWAL AND COLLECTION | A020199 | SYRINGES, SINGLE-USE - OTHER | 4 | YES
A | DEVICES FOR ADMINISTRATION, WITHDRAWAL AND COLLECTION | A0202 | REUSABLE SYRINGES | 3 | NO
A | DEVICES FOR ADMINISTRATION, WITHDRAWAL AND COLLECTION | A020201 | REUSABLE INFUSION SYRINGES | 4 | YES
A | DEVICES FOR ADMINISTRATION, WITHDRAWAL AND COLLECTION | A020202 | REUSABLE IRRIGATION SYRINGES | 4 | YES
A | DEVICES FOR ADMINISTRATION, WITHDRAWAL AND COLLECTION | A020203 | CARTRIDGE SYRINGES | 4 | YES
A | DEVICES FOR ADMINISTRATION, WITHDRAWAL AND COLLECTION | A020299 | REUSABLE SYRINGES - OTHER | 4 | YES
A | DEVICES FOR ADMINISTRATION, WITHDRAWAL AND COLLECTION | A0280 | SYRINGES - ACCESSORIES | 3 | YES
A | DEVICES FOR ADMINISTRATION, WITHDRAWAL AND COLLECTION | A0299 | SYRINGES - OTHER | 3 | YES
A | DEVICES FOR ADMINISTRATION, WITHDRAWAL AND COLLECTION | A03 | TUBULAR DEVICES | 2 | NO
A | DEVICES FOR ADMINISTRATION, WITHDRAWAL AND COLLECTION | A0301 | FLOW CONTROLLERS | 3 | NO
A | DEVICES FOR ADMINISTRATION, WITHDRAWAL AND COLLECTION | A030101 | INFUSION CONTROLLERS | 4 | NO
A | DEVICES FOR ADMINISTRATION, WITHDRAWAL AND COLLECTION | A03010101 | INFUSION CONTROLLERS WITH OR W/O AIR INLET | 5 | YES
A | DEVICES FOR ADMINISTRATION, WITHDRAWAL AND COLLECTION | A03010102 | INFUSION CONTROLLERS WITH FILTER (ALSO TRANSFUSION CONTROLLERS) | 5 | YES
A | DEVICES FOR ADMINISTRATION, WITHDRAWAL AND COLLECTION | A03010103 | INFUSION CONTROLLERS WITH FLOW REGULATOR | 5 | YES
A | DEVICES FOR ADMINISTRATION, WITHDRAWAL AND COLLECTION | A03010104 | INFUSION MICRO-CONTROLLERS | 5 | YES
A | DEVICES FOR ADMINISTRATION, WITHDRAWAL AND COLLECTION | A03010105 | INFUSION PUMP CONTROLLERS | 5 | YES
A | DEVICES FOR ADMINISTRATION, WITHDRAWAL AND COLLECTION | A03010199 | INFUSION CONTROLLERS - OTHER | 5 | YES
A | DEVICES FOR ADMINISTRATION, WITHDRAWAL AND COLLECTION | A030102 | IRRIGATION CONTROLLERS | 4 | NO
A | DEVICES FOR ADMINISTRATION, WITHDRAWAL AND COLLECTION | A03010201 | ARTHROSCOPIC IRRIGATION CONTROLLERS | 5 | YES
A | DEVICES FOR ADMINISTRATION, WITHDRAWAL AND COLLECTION | A03010202 | UROLOGICAL IRRIGATION CONTROLLERS | 5 | YES
A | DEVICES FOR ADMINISTRATION, WITHDRAWAL AND COLLECTION | A03010299 | IRRIGATION CONTROLLERS - OTHER | 5 | YES
A | DEVICES FOR ADMINISTRATION, WITHDRAWAL AND COLLECTION | A030103 | ENTERAL FEEDING CONTROLLERS | 4 | NO
A | DEVICES FOR ADMINISTRATION, WITHDRAWAL AND COLLECTION | A03010301 | ENTERAL FEEDING GRAVITY CONTROLLERS | 5 | YES
A | DEVICES FOR ADMINISTRATION, WITHDRAWAL AND COLLECTION | A03010302 | ENTERAL FEEDING PUMP CONTROLLERS | 5 | YES
A | DEVICES FOR ADMINISTRATION, WITHDRAWAL AND COLLECTION | A03010399 | ENTERAL FEEDING CONTROLLERS - OTHER | 5 | YES
A | DEVICES FOR ADMINISTRATION, WITHDRAWAL AND COLLECTION | A030104 | FLOW REGULATORS | 4 | YES
A | DEVICES FOR ADMINISTRATION, WITHDRAWAL AND COLLECTION | A030105 | FLUIDS HEATING SYSTEMS | 4 | YES
A | DEVICES FOR ADMINISTRATION, WITHDRAWAL AND COLLECTION | A030199 | CONTROLLERS - OTHER | 4 | YES
A | DEVICES FOR ADMINISTRATION, WITHDRAWAL AND COLLECTION | A0302 | EXTENSION LINES | 3 | NO
A | DEVICES FOR ADMINISTRATION, WITHDRAWAL AND COLLECTION | A030201 | EXTENSIONS | 4 | NO
A | DEVICES FOR ADMINISTRATION, WITHDRAWAL AND COLLECTION | A03020101 | LOW PRESSURE EXTENSION LINES | 5 | YES
A | DEVICES FOR ADMINISTRATION, WITHDRAWAL AND COLLECTION | A03020102 | HIGH PRESSURE EXTENSION LINES | 5 | YES
A | DEVICES FOR ADMINISTRATION, WITHDRAWAL AND COLLECTION | A03020199 | EXTENSIONS - OTHER | 5 | YES
A | DEVICES FOR ADMINISTRATION, WITHDRAWAL AND COLLECTION | A0303 | RAPID INFUSION SYSTEMS (HIGH FLOW) | 3 | YES
A | DEVICES FOR ADMINISTRATION, WITHDRAWAL AND COLLECTION | A0304 | ADMINISTRATION KITS | 3 | NO
A | DEVICES FOR ADMINISTRATION, WITHDRAWAL AND COLLECTION | A030401 | INFUSION KITS (INCLUDING THOSE VIA PUMP), SINGLE-USE | 4 | NO
A | DEVICES FOR ADMINISTRATION, WITHDRAWAL AND COLLECTION | A03040101 | KITS FOR CONTINUOUS SUBCUTANEOUS INSULIN INFUSION | 5 | YES
A | DEVICES FOR ADMINISTRATION, WITHDRAWAL AND COLLECTION | A03040102 | INTRAOSSEOUS INFUSION KITS, SINGLE-USE | 5 | YES
A | DEVICES FOR ADMINISTRATION, WITHDRAWAL AND COLLECTION | A03040199 | INFUSION KITS (WITH OR W/O PUMP), SINGLE-USE - OTHER | 5 | YES
A | DEVICES FOR ADMINISTRATION, WITHDRAWAL AND COLLECTION | A030402 | IRRIGATION KITS, SINGLE-USE | 4 | NO
A | DEVICES FOR ADMINISTRATION, WITHDRAWAL AND COLLECTION | A03040201 | BLADDER IRRIGATION KITS, SINGLE-USE | 5 | YES
A | DEVICES FOR ADMINISTRATION, WITHDRAWAL AND COLLECTION | A03040202 | OCULAR IRRIGATION KITS, SINGLE-USE | 5 | YES
A | DEVICES FOR ADMINISTRATION, WITHDRAWAL AND COLLECTION | A03040203 | PERINEAL IRRIGATION KITS, SINGLE-USE | 5 | YES
A | DEVICES FOR ADMINISTRATION, WITHDRAWAL AND COLLECTION | A03040204 | EAR IRRIGATION KITS, SINGLE-USE | 5 | YES
A | DEVICES FOR ADMINISTRATION, WITHDRAWAL AND COLLECTION | A03040299 | IRRIGATION KITS, SINGLE-USE - OTHER | 5 | YES
A | DEVICES FOR ADMINISTRATION, WITHDRAWAL AND COLLECTION | A030403 | ENTERAL NUTRITION KITS (INCLUDING THOSE VIA PUMP), SINGLE-USE | 4 | YES
A | DEVICES FOR ADMINISTRATION, WITHDRAWAL AND COLLECTION | A030499 | ADMINISTRATION KITS - OTHER | 4 | YES
A | DEVICES FOR ADMINISTRATION, WITHDRAWAL AND COLLECTION | A0380 | TUBULAR DEVICES - ACCESSORIES | 3 | YES
A | DEVICES FOR ADMINISTRATION, WITHDRAWAL AND COLLECTION | A0399 | TUBULAR DEVICES - OTHER | 3 | YES
A | DEVICES FOR ADMINISTRATION, WITHDRAWAL AND COLLECTION | A04 | SOLUTION FILTERS | 2 | NO
A | DEVICES FOR ADMINISTRATION, WITHDRAWAL AND COLLECTION | A0401 | INFUSION AND WITHDRAWL FILTERS | 3 | NO
A | DEVICES FOR ADMINISTRATION, WITHDRAWAL AND COLLECTION | A040101 | ADMINISTRATION AND ASPIRATION FILTERS | 4 | NO
A | DEVICES FOR ADMINISTRATION, WITHDRAWAL AND COLLECTION | A04010101 | WITHDRAWL AND ADMINISTRATION FILTERS (0.2-1.2 MICRONS) | 5 | YES
A | DEVICES FOR ADMINISTRATION, WITHDRAWAL AND COLLECTION | A04010102 | ASPIRATION AND TRANSFER FILTERS (>= 5 MICRONS) | 5 | YES
A | DEVICES FOR ADMINISTRATION, WITHDRAWAL AND COLLECTION | A04010199 | ADMINISTRATION AND ASPIRATION FILTERS - OTHER | 5 | YES
A | DEVICES FOR ADMINISTRATION, WITHDRAWAL AND COLLECTION | A040180 | INFUSION AND WITHDRAWL FILTERS - ACCESSORIES | 4 | YES
A | DEVICES FOR ADMINISTRATION, WITHDRAWAL AND COLLECTION | A040199 | INFUSION AND WITHDRAWL FILTERS - OTHER | 4 | YES
A | DEVICES FOR ADMINISTRATION, WITHDRAWAL AND COLLECTION | A0499 | SOLUTION FILTERS - OTHER | 3 | YES
A | DEVICES FOR ADMINISTRATION, WITHDRAWAL AND COLLECTION | A05 | MECHANICAL INFUSION SYSTEMS, SINGLE-USE | 2 | NO
A | DEVICES FOR ADMINISTRATION, WITHDRAWAL AND COLLECTION | A0501 | ELASTOMERIC SYSTEMS | 3 | NO
A | DEVICES FOR ADMINISTRATION, WITHDRAWAL AND COLLECTION | A050101 | ELASTOMERIC SYSTEMS - FIXED FLOW | 4 | NO
A | DEVICES FOR ADMINISTRATION, WITHDRAWAL AND COLLECTION | A05010101 | ELASTOMERIC SYSTEMS - FIXED FLOW W/O ADDITIONAL BOLUS | 5 | YES
A | DEVICES FOR ADMINISTRATION, WITHDRAWAL AND COLLECTION | A05010102 | ELASTOMERIC SYSTEMS - FIXED FLOW WITH ADDITIONAL BOLUS | 5 | YES
A | DEVICES FOR ADMINISTRATION, WITHDRAWAL AND COLLECTION | A050102 | ELASTOMERIC SYSTEMS - VARIABLE FLOW | 4 | NO
A | DEVICES FOR ADMINISTRATION, WITHDRAWAL AND COLLECTION | A05010201 | ELASTOMERIC SYSTEMS - VARIABLE FLOW W/O ADDITIONAL BOLUS | 5 | YES
A | DEVICES FOR ADMINISTRATION, WITHDRAWAL AND COLLECTION | A05010202 | ELASTOMERIC SYSTEMS - VARIABLE FLOW WITH ADDITIONAL BOLUS | 5 | YES
A | DEVICES FOR ADMINISTRATION, WITHDRAWAL AND COLLECTION | A0502 | NON-ELASTOMERIC SYSTEMS | 3 | YES
A | DEVICES FOR ADMINISTRATION, WITHDRAWAL AND COLLECTION | A0580 | MECHANICAL INFUSION SYSTEMS, SINGLE-USE - ACCESSORIES | 3 | YES
A | DEVICES FOR ADMINISTRATION, WITHDRAWAL AND COLLECTION | A0599 | MECHANICAL INFUSION SYSTEMS, SINGLE-USE - OTHER | 3 | YES
A | DEVICES FOR ADMINISTRATION, WITHDRAWAL AND COLLECTION | A06 | DRAINAGE AND FLUIDS COLLECTION DEVICES | 2 | NO
A | DEVICES FOR ADMINISTRATION, WITHDRAWAL AND COLLECTION | A0601 | SURGICAL DRAINAGE SYSTEMS | 3 | NO
A | DEVICES FOR ADMINISTRATION, WITHDRAWAL AND COLLECTION | A060101 | VACUUM AND GRAVITY DRAINAGE SYSTEMS | 4 | NO
A | DEVICES FOR ADMINISTRATION, WITHDRAWAL AND COLLECTION | A06010101 | DRAINAGE SYSTEMS WITH PREDEFINED SUCTION | 5 | NO
A | DEVICES FOR ADMINISTRATION, WITHDRAWAL AND COLLECTION | A0601010101 | DRAINAGE SYSTEMS WITH REDON TYPE RIGID CONTAINER | 6 | YES
A | DEVICES FOR ADMINISTRATION, WITHDRAWAL AND COLLECTION | A0601010102 | DRAINAGE SYSTEMS WITH RESERVOIR | 6 | YES
A | DEVICES FOR ADMINISTRATION, WITHDRAWAL AND COLLECTION | A0601010103 | BELLOWS DRAINAGE SYSTEMS | 6 | YES
A | DEVICES FOR ADMINISTRATION, WITHDRAWAL AND COLLECTION | A0601010199 | DRAINAGE SYSTEMS WITH PREDEFINED SUCTION - OTHER | 6 | YES
A | DEVICES FOR ADMINISTRATION, WITHDRAWAL AND COLLECTION | A06010102 | DRAINAGE SYSTEMS WITH ADJUSTABLE SUCTION | 5 | NO
A | DEVICES FOR ADMINISTRATION, WITHDRAWAL AND COLLECTION | A0601010201 | DRAINAGE SYSTEMS WITH ADJUSTABLE SUCTION AND COLLECTION CHAMBER | 6 | YES
A | DEVICES FOR ADMINISTRATION, WITHDRAWAL AND COLLECTION | A0601010299 | DRAINAGE SYSTEMS WITH ADJUSTABLE SUCTION - OTHER | 6 | YES
A | DEVICES FOR ADMINISTRATION, WITHDRAWAL AND COLLECTION | A06010103 | CANNULAS AND TIPS FOR ASPIRATION AND IRRIGATION, SINGLE-USE | 5 | YES
A | DEVICES FOR ADMINISTRATION, WITHDRAWAL AND COLLECTION | A06010104 | DRAINAGE PROBES | 5 | NO
A | DEVICES FOR ADMINISTRATION, WITHDRAWAL AND COLLECTION | A0601010401 | THORACIC DRAINAGES (STRAIGHT AND ANGLED) | 6 | YES
A | DEVICES FOR ADMINISTRATION, WITHDRAWAL AND COLLECTION | A0601010402 | CYLINDRICAL OR CIRCULAR DRAINAGES (STRAIGHT AND T-SHAPED) | 6 | YES
A | DEVICES FOR ADMINISTRATION, WITHDRAWAL AND COLLECTION | A0601010403 | FLAT AND LAMELLAR DRAINAGES | 6 | YES
A | DEVICES FOR ADMINISTRATION, WITHDRAWAL AND COLLECTION | A0601010499 | DRAINAGE PROBES - OTHER | 6 | YES
A | DEVICES FOR ADMINISTRATION, WITHDRAWAL AND COLLECTION | A06010199 | VACUUM AND GRAVITY DRAINAGE SYSTEMS - OTHER | 5 | YES
A | DEVICES FOR ADMINISTRATION, WITHDRAWAL AND COLLECTION | A060102 | SURGICAL DRAINAGE CONNECTION MEDICAL TUBES | 4 | YES
A | DEVICES FOR ADMINISTRATION, WITHDRAWAL AND COLLECTION | A060199 | SURGICAL DRAINAGE SYSTEMS - OTHER | 4 | YES
A | DEVICES FOR ADMINISTRATION, WITHDRAWAL AND COLLECTION | A0602 | PERCUTANEOUS DRAINAGE SYSTEMS | 3 | NO
A | DEVICES FOR ADMINISTRATION, WITHDRAWAL AND COLLECTION | A060201 | EXTERNAL DRAINAGE CATHETERS AND KITS (ABSCESSES, GALLSTONES, CYSTS) | 4 | YES
A | DEVICES FOR ADMINISTRATION, WITHDRAWAL AND COLLECTION | A060202 | TROCAR DRAINAGES 3/4 | 4 | YES
A | DEVICES FOR ADMINISTRATION, WITHDRAWAL AND COLLECTION | A060203 | PLEURAL DRAINAGES WITH VALVE AND KITS | 4 | YES
A | DEVICES FOR ADMINISTRATION, WITHDRAWAL AND COLLECTION | A060204 | THORACENTESIS AND PARACENTESIS DRAINAGES AND KITS | 4 | YES
A | DEVICES FOR ADMINISTRATION, WITHDRAWAL AND COLLECTION | A060205 | PERICARDIUM DRAINAGES AND KITS | 4 | YES
A | DEVICES FOR ADMINISTRATION, WITHDRAWAL AND COLLECTION | A060206 | PERITONAEAL DRAINAGES AND KITS | 4 | YES
A | DEVICES FOR ADMINISTRATION, WITHDRAWAL AND COLLECTION | A060299 | PERCUTANEOUS DRAINAGE SYSTEMS - OTHER | 4 | YES
A | DEVICES FOR ADMINISTRATION, WITHDRAWAL AND COLLECTION | A0603 | FLUIDS COLLECTION BAGS AND SYSTEMS | 3 | NO
A | DEVICES FOR ADMINISTRATION, WITHDRAWAL AND COLLECTION | A060301 | COLLECTION BAGS AND OTHER CONTAINERS FOR DRAINAGES AND FISTULAS, SINGLE USE | 4 | YES
A | DEVICES FOR ADMINISTRATION, WITHDRAWAL AND COLLECTION | A060302 | COLLECTION BAGS FOR UROLOGICAL AND ARTHROSCOPIC WASHINGS, SINGLE-USE | 4 | YES
A | DEVICES FOR ADMINISTRATION, WITHDRAWAL AND COLLECTION | A060303 | URINE COLLECTION SYSTEMS AND BAGS, SINGLE-USE | 4 | NO
A | DEVICES FOR ADMINISTRATION, WITHDRAWAL AND COLLECTION | A06030301 | URINE COLLECTION BAGS | 5 | YES
A | DEVICES FOR ADMINISTRATION, WITHDRAWAL AND COLLECTION | A06030302 | HOURLY DIURESIS MEASUREMENT SETS | 5 | YES
A | DEVICES FOR ADMINISTRATION, WITHDRAWAL AND COLLECTION | A06030399 | URINE COLLECTION SYSTEMS - OTHER | 5 | YES
A | DEVICES FOR ADMINISTRATION, WITHDRAWAL AND COLLECTION | A060304 | INTRA-OPERATION FLUID COLLECTION DEVICES | 4 | NO
A | DEVICES FOR ADMINISTRATION, WITHDRAWAL AND COLLECTION | A06030401 | INTRAOPERATIVE SUCTION CONTAINERS | 5 | YES
A | DEVICES FOR ADMINISTRATION, WITHDRAWAL AND COLLECTION | A06030499 | INTRA-OPERATION FLUID COLLECTION DEVICES - OTHER | 5 | YES
A | DEVICES FOR ADMINISTRATION, WITHDRAWAL AND COLLECTION | A060399 | FLUID COLLECTION BAGS AND SYSTEMS - OTHER | 4 | YES
A | DEVICES FOR ADMINISTRATION, WITHDRAWAL AND COLLECTION | A0680 | DRAINAGE AND FLUID COLLECTION DEVICES - ACCESSORIES | 3 | YES
A | DEVICES FOR ADMINISTRATION, WITHDRAWAL AND COLLECTION | A0699 | DRAINAGE AND FLUID COLLECTION DEVICES - OTHER | 3 | YES
A | DEVICES FOR ADMINISTRATION, WITHDRAWAL AND COLLECTION | A07 | ADAPTERS, CONNECTORS, RAMPS, STOPCOCKS, CAPS | 2 | NO
A | DEVICES FOR ADMINISTRATION, WITHDRAWAL AND COLLECTION | A0701 | ADAPTERS AND CONNECTORS | 3 | NO
A | DEVICES FOR ADMINISTRATION, WITHDRAWAL AND COLLECTION | A070101 | SUCTION TUBING ADAPTERS AND CONNECTORS | 4 | YES
A | DEVICES FOR ADMINISTRATION, WITHDRAWAL AND COLLECTION | A070102 | IRRIGATION TUBING ADAPTERS AND CONNECTORS | 4 | YES
A | DEVICES FOR ADMINISTRATION, WITHDRAWAL AND COLLECTION | A070103 | INFUSION TUBING ADAPTERS AND CONNECTORS | 4 | YES
A | DEVICES FOR ADMINISTRATION, WITHDRAWAL AND COLLECTION | A070199 | ADAPTERS AND CONNECTORS - OTHER | 4 | YES
A | DEVICES FOR ADMINISTRATION, WITHDRAWAL AND COLLECTION | A0702 | RAMPS | 3 | YES
A | DEVICES FOR ADMINISTRATION, WITHDRAWAL AND COLLECTION | A0703 | STOPCOCKS | 3 | YES
A | DEVICES FOR ADMINISTRATION, WITHDRAWAL AND COLLECTION | A0704 | SYSTEMS FOR RECONSTITUTION AND ADMINISTRATION OF PHARMACEUTICALS | 3 | YES
A | DEVICES FOR ADMINISTRATION, WITHDRAWAL AND COLLECTION | A0705 | CAPS OR OBTURATORS | 3 | NO
A | DEVICES FOR ADMINISTRATION, WITHDRAWAL AND COLLECTION | A070501 | CAPS OR OBTURATORS, NON-PERFORABLE | 4 | YES
A | DEVICES FOR ADMINISTRATION, WITHDRAWAL AND COLLECTION | A070502 | CAPS OR OBTURATORS, PERFORABLE | 4 | NO
A | DEVICES FOR ADMINISTRATION, WITHDRAWAL AND COLLECTION | A07050201 | CAPS OR OBTURATORS, PERFORABLE WITH NEEDLE | 5 | YES
A | DEVICES FOR ADMINISTRATION, WITHDRAWAL AND COLLECTION | A07050202 | CAPS OR OBTURATORS, PERFORABLE WITHOUT NEEDLE | 5 | YES
A | DEVICES FOR ADMINISTRATION, WITHDRAWAL AND COLLECTION | A070599 | CAPS OR OBTURATORS - OTHER | 4 | YES
A | DEVICES FOR ADMINISTRATION, WITHDRAWAL AND COLLECTION | A0706 | ANTISEPTIC CONNECTOR PROTECTORS | 3 | YES
A | DEVICES FOR ADMINISTRATION, WITHDRAWAL AND COLLECTION | A0799 | ADAPTERS, CONNECTORS, RAMPS, STOPCOCKS, CAPS - OTHER | 3 | YES
A | DEVICES FOR ADMINISTRATION, WITHDRAWAL AND COLLECTION | A08 | NUTRITION AND INFUSION BAGS AND CONTAINERS, SINGLE-USE | 2 | NO
A | DEVICES FOR ADMINISTRATION, WITHDRAWAL AND COLLECTION | A0801 | NUTRITION BAGS AND CONTAINERS, SINGLE-USE | 3 | NO
A | DEVICES FOR ADMINISTRATION, WITHDRAWAL AND COLLECTION | A080101 | ENTERAL FEEDING BAGS AND CONTAINERS (INCLUDING THOSE VIA PUMP), SINGLE-USE | 4 | YES
A | DEVICES FOR ADMINISTRATION, WITHDRAWAL AND COLLECTION | A080102 | PARENTERAL FEEDING BAGS AND CONTAINERS (INCLUDING THOSE VIA PUMP), SINGLE-USE | 4 | YES
A | DEVICES FOR ADMINISTRATION, WITHDRAWAL AND COLLECTION | A080199 | NUTRITION BAGS AND CONTAINERS, SINGLE-USE - OTHER | 4 | YES
A | DEVICES FOR ADMINISTRATION, WITHDRAWAL AND COLLECTION | A0802 | INFUSION BAGS AND CONTAINERS, SINGLE-USE | 3 | NO
A | DEVICES FOR ADMINISTRATION, WITHDRAWAL AND COLLECTION | A080201 | INFUSION PUMP BAGS AND CONTAINERS, SINGLE-USE | 4 | YES
A | DEVICES FOR ADMINISTRATION, WITHDRAWAL AND COLLECTION | A080299 | INFUSION BAGS AND CONTAINERS, SINGLE-USE - OTHER | 4 | YES
A | DEVICES FOR ADMINISTRATION, WITHDRAWAL AND COLLECTION | A0880 | NUTRITION AND INFUSION BAGS AND CONTAINERS, SINGLE-USE - ACCESSORIES | 3 | NO
A | DEVICES FOR ADMINISTRATION, WITHDRAWAL AND COLLECTION | A088001 | PRESSURE INFUSION CUFFS, SINGLE-USE | 4 | YES
A | DEVICES FOR ADMINISTRATION, WITHDRAWAL AND COLLECTION | A088099 | NUTRITION AND INFUSION BAGS AND CONTAINERS, SINGLE-USE - OTHER ACCESSORIES | 4 | YES
A | DEVICES FOR ADMINISTRATION, WITHDRAWAL AND COLLECTION | A0899 | NUTRITION AND INFUSION BAGS AND CONTAINERS, SINGLE-USE - OTHER | 3 | YES
A | DEVICES FOR ADMINISTRATION, WITHDRAWAL AND COLLECTION | A09 | ORGAN PRESERVATION SOLUTIONS AND CONTAINERS | 2 | NO
A | DEVICES FOR ADMINISTRATION, WITHDRAWAL AND COLLECTION | A0901 | ORGAN COLLECTION CONTAINERS | 3 | NO
A | DEVICES FOR ADMINISTRATION, WITHDRAWAL AND COLLECTION | A090101 | ORGAN COLLECTION BAGS | 4 | YES
A | DEVICES FOR ADMINISTRATION, WITHDRAWAL AND COLLECTION | A090102 | ORGAN PRESERVATION SOLUTIONS | 4 | YES
A | DEVICES FOR ADMINISTRATION, WITHDRAWAL AND COLLECTION | A090199 | ORGAN COLLECTION CONTAINERS - OTHER | 4 | YES
A | DEVICES FOR ADMINISTRATION, WITHDRAWAL AND COLLECTION | A0980 | ORGAN PRESERVATION SOLUTIONS AND CONTAINERS - ACCESSORIES | 3 | YES
A | DEVICES FOR ADMINISTRATION, WITHDRAWAL AND COLLECTION | A0999 | ORGAN PRESERVATION SOLUTIONS AND CONTAINERS - OTHER | 3 | YES
A | DEVICES FOR ADMINISTRATION, WITHDRAWAL AND COLLECTION | A10 | ABDOMINAL OSTOMY DEVICES | 2 | NO
A | DEVICES FOR ADMINISTRATION, WITHDRAWAL AND COLLECTION | A1001 | ONE PIECE ABDOMINAL OSTOMY DEVICES | 3 | NO
A | DEVICES FOR ADMINISTRATION, WITHDRAWAL AND COLLECTION | A100101 | ONE PIECE COLOSTOMY BAGS | 4 | NO
A | DEVICES FOR ADMINISTRATION, WITHDRAWAL AND COLLECTION | A10010101 | ONE-PIECE COLOSTOMY BAGS FOR NON-RETRACTED STOMA, FLAT | 5 | NO
A | DEVICES FOR ADMINISTRATION, WITHDRAWAL AND COLLECTION | A1001010101 | ONE-PIECE COLOSTOMY BAGS FOR NON-RETRACTED STOMA, FLAT, W/O TISSUE COVER | 6 | YES
A | DEVICES FOR ADMINISTRATION, WITHDRAWAL AND COLLECTION | A1001010102 | ONE-PIECE COLOSTOMY BAGS FOR NON-RETRACTED STOMA, FLAT, WITH TISSUE COVER | 6 | YES
A | DEVICES FOR ADMINISTRATION, WITHDRAWAL AND COLLECTION | A10010102 | ONE-PIECE COLOSTOMY BAGS FOR RETRACTED STOMA, CONVEX | 5 | NO
A | DEVICES FOR ADMINISTRATION, WITHDRAWAL AND COLLECTION | A1001010201 | ONE-PIECE COLOSTOMY BAGS FOR RETRACTED STOMA, CONVEX, W/O TISSUE COVER | 6 | YES
A | DEVICES FOR ADMINISTRATION, WITHDRAWAL AND COLLECTION | A1001010202 | ONE-PIECE COLOSTOMY BAGS FOR RETRACTED STOMA, CONVEX, WITH TISSUE COVER | 6 | YES
A | DEVICES FOR ADMINISTRATION, WITHDRAWAL AND COLLECTION | A100102 | ONE PIECE ILEOSTOMY BAGS | 4 | NO
A | DEVICES FOR ADMINISTRATION, WITHDRAWAL AND COLLECTION | A10010201 | ONE-PIECE ILEOSTOMY BAGS FOR NON-RETRACTED STOMA, FLAT | 5 | NO
A | DEVICES FOR ADMINISTRATION, WITHDRAWAL AND COLLECTION | A1001020101 | ONE-PIECE ILEOSTOMY BAGS FOR NON-RETRACTED STOMA, FLAT, W/O TISSUE COVER | 6 | YES
A | DEVICES FOR ADMINISTRATION, WITHDRAWAL AND COLLECTION | A1001020102 | ONE-PIECE ILEOSTOMY BAGS FOR NON-RETRACTED STOMA, FLAT, WITH TISSUE COVER | 6 | YES
A | DEVICES FOR ADMINISTRATION, WITHDRAWAL AND COLLECTION | A10010202 | ONE-PIECE ILEOSTOMY BAGS FOR RETRACTED STOMA, CONVEX | 5 | NO
A | DEVICES FOR ADMINISTRATION, WITHDRAWAL AND COLLECTION | A1001020201 | ONE-PIECE ILEOSTOMY BAGS FOR RETRACTED STOMA, CONVEX, W/O TISSUE COVER | 6 | YES
A | DEVICES FOR ADMINISTRATION, WITHDRAWAL AND COLLECTION | A1001020202 | ONE-PIECE ILEOSTOMY BAGS FOR RETRACTED STOMA, CONVEX, WITH TISSUE COVER | 6 | YES
A | DEVICES FOR ADMINISTRATION, WITHDRAWAL AND COLLECTION | A100103 | ONE PIECE UROSTOMY BAGS | 4 | NO
A | DEVICES FOR ADMINISTRATION, WITHDRAWAL AND COLLECTION | A10010301 | ONE-PIECE UROSTOMY BAGS FOR NON-RETRACTED STOMA, FLAT | 5 | NO
A | DEVICES FOR ADMINISTRATION, WITHDRAWAL AND COLLECTION | A1001030101 | ONE-PIECE UROSTOMY BAGS FOR NON-RETRACTED STOMA, FLAT, W/O TISSUE COVER | 6 | YES
A | DEVICES FOR ADMINISTRATION, WITHDRAWAL AND COLLECTION | A1001030102 | ONE-PIECE UROSTOMY BAGS FOR NON-RETRACTED STOMA, FLAT, WITH TISSUE COVER | 6 | YES
A | DEVICES FOR ADMINISTRATION, WITHDRAWAL AND COLLECTION | A10010302 | ONE-PIECE UROSTOMY BAGS FOR RETRACTED STOMA, CONVEX | 5 | NO
A | DEVICES FOR ADMINISTRATION, WITHDRAWAL AND COLLECTION | A1001030201 | ONE-PIECE UROSTOMY BAGS FOR RETRACTED STOMA, CONVEX, W/O TISSUE COVER | 6 | YES
A | DEVICES FOR ADMINISTRATION, WITHDRAWAL AND COLLECTION | A1001030202 | ONE-PIECE UROSTOMY BAGS FOR RETRACTED STOMA, CONVEX, WITH TISSUE COVER | 6 | YES
A | DEVICES FOR ADMINISTRATION, WITHDRAWAL AND COLLECTION | A100104 | EXPANSION CAPS FOR ABDOMINAL OSTOMY SYSTEMS - ONE PIECE | 4 | YES
A | DEVICES FOR ADMINISTRATION, WITHDRAWAL AND COLLECTION | A100199 | DEVICES FOR ABDOMINAL OSTOMY - ONE PIECE - OTHER | 4 | YES
A | DEVICES FOR ADMINISTRATION, WITHDRAWAL AND COLLECTION | A1002 | ABDOMINAL OSTOMY DEVICES, TWO PIECE | 3 | NO
A | DEVICES FOR ADMINISTRATION, WITHDRAWAL AND COLLECTION | A100201 | ABDOMINAL OSTOMY PLATES | 4 | NO
A | DEVICES FOR ADMINISTRATION, WITHDRAWAL AND COLLECTION | A10020101 | COLOSTOMY PLATES | 5 | NO
A | DEVICES FOR ADMINISTRATION, WITHDRAWAL AND COLLECTION | A1002010101 | COLOSTOMY PLATES, WITH NON-RETRACTED STOMA | 6 | YES
A | DEVICES FOR ADMINISTRATION, WITHDRAWAL AND COLLECTION | A1002010102 | COLOSTOMY PLATES, WITH RETRACTED STOMA | 6 | YES
A | DEVICES FOR ADMINISTRATION, WITHDRAWAL AND COLLECTION | A10020102 | ILEOSTOMY PLATES | 5 | NO
A | DEVICES FOR ADMINISTRATION, WITHDRAWAL AND COLLECTION | A1002010201 | ILEOSTOMY PLATES, WITH NON-RETRACTED STOMA | 6 | YES
A | DEVICES FOR ADMINISTRATION, WITHDRAWAL AND COLLECTION | A1002010202 | ILEOSTOMY PLATES, WITH RETRACTED STOMA | 6 | YES
A | DEVICES FOR ADMINISTRATION, WITHDRAWAL AND COLLECTION | A10020103 | UROSTOMY PLATES | 5 | NO
A | DEVICES FOR ADMINISTRATION, WITHDRAWAL AND COLLECTION | A1002010301 | UROSTOMY PLATES, WITH NON-RETRACTED STOMA | 6 | YES
A | DEVICES FOR ADMINISTRATION, WITHDRAWAL AND COLLECTION | A1002010302 | UROSTOMY PLATES WITH RETRACTED STOMA | 6 | YES
A | DEVICES FOR ADMINISTRATION, WITHDRAWAL AND COLLECTION | A10020104 | UNIVERSAL PLATES FOR ABDOMINAL STOMA (COLO-, ILEO-, UROSTOMY) | 5 | NO
A | DEVICES FOR ADMINISTRATION, WITHDRAWAL AND COLLECTION | A1002010401 | UNIVERSAL PLATES FOR ABDOMINAL STOMA (COLO-, ILEO-, UROSTOMY) WITH NON-INTROFLEX STOMA | 6 | YES
A | DEVICES FOR ADMINISTRATION, WITHDRAWAL AND COLLECTION | A1002010402 | UNIVERSAL PLATES FOR ABDOMINAL STOMA (COLO-, ILEO-, UROSTOMY) WITH INTROFLEX STOMA | 6 | YES
A | DEVICES FOR ADMINISTRATION, WITHDRAWAL AND COLLECTION | A100202 | COLOSTOMY BAGS FOR TWO-PART SYSTEMS | 4 | NO
A | DEVICES FOR ADMINISTRATION, WITHDRAWAL AND COLLECTION | A10020201 | COLOSTOMY BAGS FOR TWO-PART SYSTEMS, W/O TISSUE COVER | 5 | YES
A | DEVICES FOR ADMINISTRATION, WITHDRAWAL AND COLLECTION | A10020202 | COLOSTOMY BAGS FOR TWO-PART SYSTEMS, WITH TISSUE COVER | 5 | YES
A | DEVICES FOR ADMINISTRATION, WITHDRAWAL AND COLLECTION | A100203 | ILEOSTOMY BAGS FOR TWO-PART SYSTEMS | 4 | NO
A | DEVICES FOR ADMINISTRATION, WITHDRAWAL AND COLLECTION | A10020301 | ILEOSTOMY BAGS FOR TWO-PART SYSTEMS, W/O TISSUE COVER | 5 | YES
A | DEVICES FOR ADMINISTRATION, WITHDRAWAL AND COLLECTION | A10020302 | ILEOSTOMY BAGS FOR TWO-PART SYSTEMS, WITH TISSUE COVER | 5 | YES
A | DEVICES FOR ADMINISTRATION, WITHDRAWAL AND COLLECTION | A100204 | UROSTOMY BAGS FOR TWO-PART SYSTEMS | 4 | NO
A | DEVICES FOR ADMINISTRATION, WITHDRAWAL AND COLLECTION | A10020401 | UROSTOMY BAGS FOR TWO-PART SYSTEMS, W/O TISSUE COVER | 5 | YES
A | DEVICES FOR ADMINISTRATION, WITHDRAWAL AND COLLECTION | A10020402 | UROSTOMY BAGS FOR TWO-PART SYSTEMS, WITH TISSUE COVER | 5 | YES
A | DEVICES FOR ADMINISTRATION, WITHDRAWAL AND COLLECTION | A100205 | EXPANSION CAPS FOR TWO-PIECE ABDOMINAL OSTOMY SYSTEMS | 4 | YES
A | DEVICES FOR ADMINISTRATION, WITHDRAWAL AND COLLECTION | A100299 | TWO-PIECE ABDOMINAL OSTOMY DEVICES - OTHER | 4 | YES
A | DEVICES FOR ADMINISTRATION, WITHDRAWAL AND COLLECTION | A1003 | ABDOMINAL OSTOMY IRRIGATION DEVICES | 3 | NO
A | DEVICES FOR ADMINISTRATION, WITHDRAWAL AND COLLECTION | A100301 | ABDOMINAL OSTOMY IRRIGATION KITS | 4 | YES
A | DEVICES FOR ADMINISTRATION, WITHDRAWAL AND COLLECTION | A100302 | ABDOMINAL OSTOMY DRAINAGE / IRRIGATION BAGS | 4 | YES
A | DEVICES FOR ADMINISTRATION, WITHDRAWAL AND COLLECTION | A100399 | ABDOMINAL OSTOMY IRRIGATION DEVICES - OTHER | 4 | YES
A | DEVICES FOR ADMINISTRATION, WITHDRAWAL AND COLLECTION | A1080 | ABDOMINAL OSTOMY DEVICES - ACCESSORIES | 3 | NO
A | DEVICES FOR ADMINISTRATION, WITHDRAWAL AND COLLECTION | A108001 | RINGS / BEZELS / PLATES FOR PERISTOMAL SKIN | 4 | YES
A | DEVICES FOR ADMINISTRATION, WITHDRAWAL AND COLLECTION | A108002 | PROTECTIVE CREAMS / GELS FOR PERISTOMAL SKIN | 4 | YES
A | DEVICES FOR ADMINISTRATION, WITHDRAWAL AND COLLECTION | A108003 | PROTECTIVE POWDERS FOR PERISTOMAL SKIN | 4 | YES
A | DEVICES FOR ADMINISTRATION, WITHDRAWAL AND COLLECTION | A108004 | PROTECTIVE FILMS / SPRAYS FOR PERISTOMAL SKIN | 4 | YES
A | DEVICES FOR ADMINISTRATION, WITHDRAWAL AND COLLECTION | A108005 | DEVICES FOR THE REMOVAL OF ADHESIVES FROM THE PERISTOMAL SKIN | 4 | YES
A | DEVICES FOR ADMINISTRATION, WITHDRAWAL AND COLLECTION | A108006 | ABDOMINAL OSTOMY SUPPORT BELTS | 4 | YES
A | DEVICES FOR ADMINISTRATION, WITHDRAWAL AND COLLECTION | A108007 | ABDOMINAL OSTOMY IRRIGATION CONES | 4 | YES
A | DEVICES FOR ADMINISTRATION, WITHDRAWAL AND COLLECTION | A108008 | ADHESIVES FOR ABDOMINAL OSTOMY DEVICES | 4 | YES
A | DEVICES FOR ADMINISTRATION, WITHDRAWAL AND COLLECTION | A108009 | ABDOMINAL OSTOMY DILATORS | 4 | YES
A | DEVICES FOR ADMINISTRATION, WITHDRAWAL AND COLLECTION | A108099 | ACCESSORY DEVICES FOR ABDOMINAL OSTOMY - OTHER | 4 | YES
A | DEVICES FOR ADMINISTRATION, WITHDRAWAL AND COLLECTION | A1099 | ABDOMINAL OSTOMY DEVICES - OTHER | 3 | YES
A | DEVICES FOR ADMINISTRATION, WITHDRAWAL AND COLLECTION | A11 | SAMPLE COLLECTION SWABS | 2 | NO
A | DEVICES FOR ADMINISTRATION, WITHDRAWAL AND COLLECTION | A1101 | SAMPLE COLLECTION NEUTRAL SWABS | 3 | YES
A | DEVICES FOR ADMINISTRATION, WITHDRAWAL AND COLLECTION | A1102 | SAMPLE COLLECTION SWABS WITH TRANSPORT MEDIUM | 3 | YES
A | DEVICES FOR ADMINISTRATION, WITHDRAWAL AND COLLECTION | A12 | SAMPLE COLLECTION SPATULAS | 2 | YES
A | DEVICES FOR ADMINISTRATION, WITHDRAWAL AND COLLECTION | A13 | APPLICATORS FOR DRUGS AND MEDICAL DEVICES NOT PRESENT IN OTHER CLASSES | 2 | YES
A | DEVICES FOR ADMINISTRATION, WITHDRAWAL AND COLLECTION | A99 | DEVICES FOR ADMINISTRATION, WITHDRAWAL AND COLLECTION - OTHER | 2 | YES
B | HAEMATOLOGY AND HAEMOTRANSFUSION DEVICES | B | HAEMATOLOGY AND HAEMOTRANSFUSION DEVICES | 1 | NO
B | HAEMATOLOGY AND HAEMOTRANSFUSION DEVICES | B01 | BLOOD BAGS AND KITS | 2 | NO
B | HAEMATOLOGY AND HAEMOTRANSFUSION DEVICES | B0101 | BLOOD COLLECTION BAGS AND KITS | 3 | NO
B | HAEMATOLOGY AND HAEMOTRANSFUSION DEVICES | B010101 | AUTOLOGOUS BLOOD COLLECTION BAGS | 4 | NO
B | HAEMATOLOGY AND HAEMOTRANSFUSION DEVICES | B01010101 | AUTOTRANSFUSION BAGS, WITH FILTERS AND KITS | 5 | NO
B | HAEMATOLOGY AND HAEMOTRANSFUSION DEVICES | B0101010101 | AUTOTRANSFUSION DOUBLE BAGS, WITH FILTERS AND KITS | 6 | YES
B | HAEMATOLOGY AND HAEMOTRANSFUSION DEVICES | B0101010199 | AUTOTRANSFUSION BAGS, WITH FILTERS AND KITS - OTHER | 6 | YES
B | HAEMATOLOGY AND HAEMOTRANSFUSION DEVICES | B01010102 | AUTOTRANSFUSION BAGS, W/O FILTERS AND KITS | 5 | NO
B | HAEMATOLOGY AND HAEMOTRANSFUSION DEVICES | B0101010201 | AUTOTRANSFUSION SINGULAR BAGS, W/O FILTERS AND KITS | 6 | YES
B | HAEMATOLOGY AND HAEMOTRANSFUSION DEVICES | B0101010202 | AUTOTRANSFUSION DOUBLE BAGS, W/O FILTERS AND KITS | 6 | YES
B | HAEMATOLOGY AND HAEMOTRANSFUSION DEVICES | B0101010203 | AUTOTRANSFUSION TRIPLE BAGS, W/O FILTERS AND KITS | 6 | YES
B | HAEMATOLOGY AND HAEMOTRANSFUSION DEVICES | B0101010299 | AUTOTRANSFUSION BAGS, W/O FILTERS AND KITS - OTHER | 6 | YES
B | HAEMATOLOGY AND HAEMOTRANSFUSION DEVICES | B010102 | HOMOLOGOUS DONOR BLOOD COLLECTION BAGS AND KITS | 4 | NO
B | HAEMATOLOGY AND HAEMOTRANSFUSION DEVICES | B01010201 | DONOR BLOOD COLLECTION BAGS, WITH FILTERS AND KITS | 5 | NO
B | HAEMATOLOGY AND HAEMOTRANSFUSION DEVICES | B0101020101 | DONOR BLOOD COLLECTION QUADRUPLE BAGS, WITH FILTERS AND KITS | 6 | YES
B | HAEMATOLOGY AND HAEMOTRANSFUSION DEVICES | B0101020102 | DONOR BLOOD COLLECTION QUINTUPLE BAGS, WITH FILTERS AND KITS | 6 | YES
B | HAEMATOLOGY AND HAEMOTRANSFUSION DEVICES | B0101020199 | DONOR BLOOD COLLECTION BAGS AND KITS, WITH FILTERS - OTHER | 6 | YES
B | HAEMATOLOGY AND HAEMOTRANSFUSION DEVICES | B01010202 | DONOR BLOOD COLLECTION BAGS, W/O FILTERS AND KITS - OTHER | 5 | NO
B | HAEMATOLOGY AND HAEMOTRANSFUSION DEVICES | B0101020201 | DONOR BLOOD COLLECTION TRIPLE BAGS, W/O FILTERS AND KIT | 6 | YES
B | HAEMATOLOGY AND HAEMOTRANSFUSION DEVICES | B0101020202 | DONOR BLOOD COLLECTION QUADRUPLE BAGS, W/O FILTERS AND KITS | 6 | YES
B | HAEMATOLOGY AND HAEMOTRANSFUSION DEVICES | B0101020299 | DONOR BLOOD COLLECTION BAGS W/O FILTERS AND KITS - OTHER | 6 | YES
B | HAEMATOLOGY AND HAEMOTRANSFUSION DEVICES | B010199 | BLOOD COLLECTION BAGS AND KITS - OTHER | 4 | YES
B | HAEMATOLOGY AND HAEMOTRANSFUSION DEVICES | B0102 | BLOOD TRANSFER BAGS AND KITS | 3 | NO
B | HAEMATOLOGY AND HAEMOTRANSFUSION DEVICES | B010201 | WHOLE BLOOD, RED BLOOD CELLS OR PLASMA TRANSFER BAGS AND KITS | 4 | YES
B | HAEMATOLOGY AND HAEMOTRANSFUSION DEVICES | B010202 | PLATELETS CONCENTRATE TRANSFER BAGS AND KITS | 4 | YES
B | HAEMATOLOGY AND HAEMOTRANSFUSION DEVICES | B010299 | BLOOD TRANSFER BAGS AND KITS - OTHER | 4 | YES
B | HAEMATOLOGY AND HAEMOTRANSFUSION DEVICES | B0103 | MEDULLARY BLOOD COLLECTION, PURIFICATION, CRYOPRESERVATION BAGS AND KITS | 3 | YES
B | HAEMATOLOGY AND HAEMOTRANSFUSION DEVICES | B0104 | PLACENTAL BLOOD BAGS AND KITS | 3 | NO
B | HAEMATOLOGY AND HAEMOTRANSFUSION DEVICES | B010401 | PLACENTAL BLOOD COLLECTION BAGS AND KITS | 4 | YES
B | HAEMATOLOGY AND HAEMOTRANSFUSION DEVICES | B010402 | PLACENTAL BLOOD PURIFICATION BAGS AND KITS | 4 | YES
B | HAEMATOLOGY AND HAEMOTRANSFUSION DEVICES | B010403 | PLACENTAL BLOOD CRYOPRESERVATION BAGS AND KITS | 4 | YES
B | HAEMATOLOGY AND HAEMOTRANSFUSION DEVICES | B010499 | PLACENTAL BLOOD BAGS AND KITS - OTHER | 4 | YES
B | HAEMATOLOGY AND HAEMOTRANSFUSION DEVICES | B0105 | UMBILICAL CORD BLOOD COLLECTION, PURIFICATION, CRYOPRESERVATION BAGS AND KITS | 3 | YES
B | HAEMATOLOGY AND HAEMOTRANSFUSION DEVICES | B0180 | BLOOD BAGS AND KITS - ACCESSORIES | 3 | YES
B | HAEMATOLOGY AND HAEMOTRANSFUSION DEVICES | B0190 | BLOOD BAGS AND KITS - VARIOUS | 3 | NO
B | HAEMATOLOGY AND HAEMOTRANSFUSION DEVICES | B019001 | PLATELET GEL AND FIBRIN GLUE PRODUCTION BAGS AND KITS | 4 | YES
B | HAEMATOLOGY AND HAEMOTRANSFUSION DEVICES | B019002 | COLLECTION AND FILTRATION OF WHOLE BLOOD WITH ALIQUOTATION OF CONCENTRATED RED BLOOD CELLS BAGS AND KITS | 4 | YES
B | HAEMATOLOGY AND HAEMOTRANSFUSION DEVICES | B019003 | BLOOD COMPONENTS ALIQUOTATION KITS | 4 | YES
B | HAEMATOLOGY AND HAEMOTRANSFUSION DEVICES | B019004 | BLOOD COMPONENTS SAMPLING BAGS AND KITS | 4 | YES
B | HAEMATOLOGY AND HAEMOTRANSFUSION DEVICES | B0199 | BLOOD BAGS AND KITS - OTHER | 3 | YES
B | HAEMATOLOGY AND HAEMOTRANSFUSION DEVICES | B02 | BLOOD FILTERS | 2 | NO
B | HAEMATOLOGY AND HAEMOTRANSFUSION DEVICES | B0201 | LEUKOREDUCTION FILTERS | 3 | NO
B | HAEMATOLOGY AND HAEMOTRANSFUSION DEVICES | B020101 | BED-SIDE LEUKOREDUCTION FILTERS | 4 | NO
B | HAEMATOLOGY AND HAEMOTRANSFUSION DEVICES | B02010101 | BED-SIDE ERYTHROCYTES (RBC) LEUKOREDUCTION FILTERS (WITH OR WITHOUT INFUSION CONTROLLER) | 5 | YES
B | HAEMATOLOGY AND HAEMOTRANSFUSION DEVICES | B02010102 | BED-SIDE PLATELETS LEUKOREDUCTION FILTERS (WITH OR WITHOUT INFUSION CONTROLLER) | 5 | YES
B | HAEMATOLOGY AND HAEMOTRANSFUSION DEVICES | B02010199 | BED-SIDE LEUKOREDUCTION FILTERS - OTHER | 5 | YES
B | HAEMATOLOGY AND HAEMOTRANSFUSION DEVICES | B020102 | LABORATORY LEUKOREDUCTION FILTERS | 4 | NO
B | HAEMATOLOGY AND HAEMOTRANSFUSION DEVICES | B02010201 | LABORATORY ERYTHROCYTES (RBC) LEUKOREDUCTION FILTERS | 5 | YES
B | HAEMATOLOGY AND HAEMOTRANSFUSION DEVICES | B02010202 | LABORATORY PLATELETS LEUKOREDUCTION FILTERS | 5 | YES
B | HAEMATOLOGY AND HAEMOTRANSFUSION DEVICES | B02010299 | LABORATORY LEUKOREDUCTION FILTERS - OTHER | 5 | YES
B | HAEMATOLOGY AND HAEMOTRANSFUSION DEVICES | B0202 | MASSIVE TRANSFUSION THERAPY FILTERS (FOR 40 MICRON MICROAGGREGATES) | 3 | NO
B | HAEMATOLOGY AND HAEMOTRANSFUSION DEVICES | B020201 | MASSIVE TRANSFUSION THERAPY FILTERS, WITH TRANSFUSION CONTROLLER | 4 | YES
B | HAEMATOLOGY AND HAEMOTRANSFUSION DEVICES | B020202 | MASSIVE TRANSFUSION THERAPY FILTERS, W/O TRANSFUSION CONTROLLER | 4 | YES
B | HAEMATOLOGY AND HAEMOTRANSFUSION DEVICES | B0280 | BLOOD FILTERS - ACCESSORIES | 3 | YES
B | HAEMATOLOGY AND HAEMOTRANSFUSION DEVICES | B0299 | BLOOD FILTERS - OTHER | 3 | YES
B | HAEMATOLOGY AND HAEMOTRANSFUSION DEVICES | B03 | APHERESIS DEVICES | 2 | NO
B | HAEMATOLOGY AND HAEMOTRANSFUSION DEVICES | B0301 | APHERESIS COLLECTION DEVICES | 3 | NO
B | HAEMATOLOGY AND HAEMOTRANSFUSION DEVICES | B030101 | APHERESIS PLASMA COLLECTION DEVICES | 4 | YES
B | HAEMATOLOGY AND HAEMOTRANSFUSION DEVICES | B030102 | APHERESIS PLATELET COLLECTION DEVICES | 4 | YES
B | HAEMATOLOGY AND HAEMOTRANSFUSION DEVICES | B030103 | APHERESIS LEUKOCYTE COLLECTION DEVICES | 4 | YES
B | HAEMATOLOGY AND HAEMOTRANSFUSION DEVICES | B030104 | APHERESIS MULTIPLE BLOOD COMPONENT COLLECTION DEVICES | 4 | YES
B | HAEMATOLOGY AND HAEMOTRANSFUSION DEVICES | B030199 | APHERESIS COLLECTION DEVICES - OTHER | 4 | YES
B | HAEMATOLOGY AND HAEMOTRANSFUSION DEVICES | B0302 | APHERESIS THERAPY DEVICES | 3 | NO
B | HAEMATOLOGY AND HAEMOTRANSFUSION DEVICES | B030201 | PLASMAPHERESIS DEVICES AND KITS | 4 | YES
B | HAEMATOLOGY AND HAEMOTRANSFUSION DEVICES | B030202 | CYTAPHERESIS DEVICES AND KITS | 4 | YES
B | HAEMATOLOGY AND HAEMOTRANSFUSION DEVICES | B030203 | SINGLE PLASMA COMPONENTS REMOVAL DEVICES AND KITS | 4 | YES
B | HAEMATOLOGY AND HAEMOTRANSFUSION DEVICES | B030204 | EXTRACORPOREAL PHOTOCHEMOTHERAPY OR PHOTOPHERESIS DEVICES AND KITS | 4 | YES
B | HAEMATOLOGY AND HAEMOTRANSFUSION DEVICES | B030299 | APHERESIS THERAPY DEVICES - OTHER | 4 | YES
B | HAEMATOLOGY AND HAEMOTRANSFUSION DEVICES | B0380 | APHERESIS DEVICES - ACCESSORIES | 3 | YES
B | HAEMATOLOGY AND HAEMOTRANSFUSION DEVICES | B0399 | APHERESIS DEVICES - OTHER | 3 | YES
B | HAEMATOLOGY AND HAEMOTRANSFUSION DEVICES | B04 | AUTOTRANSFUSION DEVICES | 2 | NO
B | HAEMATOLOGY AND HAEMOTRANSFUSION DEVICES | B0401 | INTRA- AND POSTOPERATIVE BLOOD COLLECTION, WASHING AND REINFUSION DEVICES AND KITS | 3 | YES
B | HAEMATOLOGY AND HAEMOTRANSFUSION DEVICES | B0402 | INTRA- AND POSTOPERATIVE BLOOD COLLECTION AND REINFUSION ONLY DEVICES AND KITS | 3 | YES
B | HAEMATOLOGY AND HAEMOTRANSFUSION DEVICES | B0480 | AUTOTRANSFUSION DEVICES - ACCESSORIES | 3 | YES
B | HAEMATOLOGY AND HAEMOTRANSFUSION DEVICES | B0499 | AUTOTRANSFUSION DEVICES - OTHER | 3 | YES
B | HAEMATOLOGY AND HAEMOTRANSFUSION DEVICES | B05 | TOPICAL USE BLOOD COMPONENTS PREPARATION DEVICES | 2 | NO
B | HAEMATOLOGY AND HAEMOTRANSFUSION DEVICES | B0501 | PLATELET GEL AUTOMATIC PREPARATION DEVICES (EXCLUDING BAGS) | 3 | YES
B | HAEMATOLOGY AND HAEMOTRANSFUSION DEVICES | B0502 | FIBRIN GLUE AUTOMATIC PREPARATION DEVICES (EXCLUDING BAGS) | 3 | YES
B | HAEMATOLOGY AND HAEMOTRANSFUSION DEVICES | B0599 | TOPICAL USE BLOOD COMPONENTS PREPARATION DEVICES - OTHER | 3 | YES
B | HAEMATOLOGY AND HAEMOTRANSFUSION DEVICES | B06 | CELLULAR OR BIOLOGICAL MANIPULATION DEVICES | 2 | YES
B | HAEMATOLOGY AND HAEMOTRANSFUSION DEVICES | B07 | BLOOD AND BLOOD COMPONENTS PRESERVATION SOLUTIONS | 2 | YES
B | HAEMATOLOGY AND HAEMOTRANSFUSION DEVICES | B99 | HAEMATOLOGY AND HAEMOTRANSFUSION DEVICES - OTHER | 2 | YES
C | CARDIOCIRCULATORY SYSTEM DEVICES | C | CARDIOCIRCULATORY SYSTEM DEVICES | 1 | NO
C | CARDIOCIRCULATORY SYSTEM DEVICES | C01 | ARTERIO-VENOUS SYSTEM DEVICES | 2 | NO
C | CARDIOCIRCULATORY SYSTEM DEVICES | C0101 | PERIPHERAL I.V. CATHETERS AND CANNULAS | 3 | NO
C | CARDIOCIRCULATORY SYSTEM DEVICES | C010101 | PERIPHERAL I.V. CATHETERS | 4 | NO
C | CARDIOCIRCULATORY SYSTEM DEVICES | C01010101 | PERIPHERAL I.V. CATHETERS, W/O SAFETY SYSTEMS | 5 | NO
C | CARDIOCIRCULATORY SYSTEM DEVICES | C0101010101 | PERIPHERAL I.V. CATHETERS, W/O SAFETY SYSTEMS, WITH INJECTION VALVES | 6 | YES
C | CARDIOCIRCULATORY SYSTEM DEVICES | C0101010102 | PERIPHERAL I.V. CATHETERS, W/O SAFETY SYSTEMS, W/O INJECTION VALVES | 6 | YES
C | CARDIOCIRCULATORY SYSTEM DEVICES | C01010102 | PERIPHERAL I.V. CATHETERS, WITH SAFETY SYSTEMS | 5 | NO
C | CARDIOCIRCULATORY SYSTEM DEVICES | C0101010201 | PERIPHERAL I.V. CATHETERS, WITH SAFETY SYSTEMS, WITH INJECTION VALVES | 6 | YES
C | CARDIOCIRCULATORY SYSTEM DEVICES | C0101010202 | PERIPHERAL I.V. CATHETERS, WITH SAFETY SYSTEMS, W/O INJECTION VALVES | 6 | YES
C | CARDIOCIRCULATORY SYSTEM DEVICES | C01010103 | PERIPHERAL I.V. CATHETERS, WITH INTEGRATED EXTENSIONS | 5 | YES
C | CARDIOCIRCULATORY SYSTEM DEVICES | C01010180 | PERIPHERAL I.V. CATHETERS - ACCESSORIES | 5 | YES
C | CARDIOCIRCULATORY SYSTEM DEVICES | C01010199 | PERIPHERAL I.V. CATHETERS - OTHER | 5 | YES
C | CARDIOCIRCULATORY SYSTEM DEVICES | C010102 | PERIPHERAL I.V. CATHETER SYSTEMS | 4 | YES
C | CARDIOCIRCULATORY SYSTEM DEVICES | C010103 | INTEGRATED PERIPHERAL I.V. DEVICES | 4 | YES
C | CARDIOCIRCULATORY SYSTEM DEVICES | C010104 | UMBILICAL I.V. CANNULAS | 4 | YES
C | CARDIOCIRCULATORY SYSTEM DEVICES | C010180 | PERIPHERAL I.V. CATHETERS AND CANNULAS - ACCESSORIES NOT INCLUDED IN OTHER CLASSES | 4 | YES
C | CARDIOCIRCULATORY SYSTEM DEVICES | C010199 | PERIPHERAL I.V. CATHETERS AND CANNULAS - OTHER | 4 | YES
C | CARDIOCIRCULATORY SYSTEM DEVICES | C0102 | CENTRAL I.V. CATHETERS | 3 | NO
C | CARDIOCIRCULATORY SYSTEM DEVICES | C010201 | CENTRAL I.V. CATHETERS, PERIPHERAL ACCESS | 4 | NO
C | CARDIOCIRCULATORY SYSTEM DEVICES | C01020101 | CENTRAL I.V. SINGLE-LUMEN CATHETERS, PERIPHERAL ACCESS | 5 | YES
C | CARDIOCIRCULATORY SYSTEM DEVICES | C01020102 | CENTRAL I.V. MULTI-LUMEN CATHETERS, PERIPHERAL ACCESS | 5 | YES
C | CARDIOCIRCULATORY SYSTEM DEVICES | C010202 | CENTRAL I.V. CATHETERS, NON-TUNNELED | 4 | NO
C | CARDIOCIRCULATORY SYSTEM DEVICES | C01020201 | CENTRAL I.V. SINGLE-LUMEN CATHETERS, NON-TUNNELED | 5 | YES
C | CARDIOCIRCULATORY SYSTEM DEVICES | C01020202 | CENTRAL VENOUS DOUBLE-LUMEN CATHETERS, NON-TUNNELED | 5 | YES
C | CARDIOCIRCULATORY SYSTEM DEVICES | C01020203 | CENTRAL VENOUS MULTI-LUMEN (>2) CATHETERS, NON-TUNNELED | 5 | YES
C | CARDIOCIRCULATORY SYSTEM DEVICES | C010203 | CENTRAL VENOUS CATHETERS, PARTIALLY TUNNELED | 4 | NO
C | CARDIOCIRCULATORY SYSTEM DEVICES | C01020301 | CENTRAL VENOUS SINGLE-LUMEN CATHETERS, PARTIALLY TUNNELED | 5 | YES
C | CARDIOCIRCULATORY SYSTEM DEVICES | C01020302 | CENTRAL VENOUS DOUBLE-LUMEN CATHETERS, PARTIALLY TUNNELED | 5 | YES
C | CARDIOCIRCULATORY SYSTEM DEVICES | C01020303 | CENTRAL VENOUS MULTI-LUMEN (>2) CATHETERS, PARTIALLY TUNNELED | 5 | YES
C | CARDIOCIRCULATORY SYSTEM DEVICES | C010204 | SUBCUTANEOUS IMPLANTABLE VENOUS ACCESS PORT SYSTEMS | 4 | NO
C | CARDIOCIRCULATORY SYSTEM DEVICES | C01020401 | SUBCUTANEOUS IMPLANTABLE VENOUS ACCESS PORT SYSTEMS, SINGLE-CHAMBER | 5 | YES
C | CARDIOCIRCULATORY SYSTEM DEVICES | C01020402 | SUBCUTANEOUS IMPLANTABLE VENOUS ACCESS PORT SYSTEMS, DUAL-CHAMBER OR DOUBLE-LUMEN | 5 | YES
C | CARDIOCIRCULATORY SYSTEM DEVICES | C01020499 | SUBCUTANEOUS IMPLANTABLE VENOUS ACCESS PORT SYSTEMS - OTHER | 5 | YES
C | CARDIOCIRCULATORY SYSTEM DEVICES | C010280 | CENTRAL VENOUS CATHETERS - ACCESSORIES | 4 | YES
C | CARDIOCIRCULATORY SYSTEM DEVICES | C010299 | CENTRAL VENOUS CATHETERS - OTHER | 4 | YES
C | CARDIOCIRCULATORY SYSTEM DEVICES | C0103 | ARTERIAL CANNULAS | 3 | NO
C | CARDIOCIRCULATORY SYSTEM DEVICES | C010301 | RADIAL CANNULAS | 4 | YES
C | CARDIOCIRCULATORY SYSTEM DEVICES | C010302 | UMBILICAL CANNULAS | 4 | YES
C | CARDIOCIRCULATORY SYSTEM DEVICES | C010303 | FEMORAL CANNULAS | 4 | YES
C | CARDIOCIRCULATORY SYSTEM DEVICES | C010380 | ARTERIAL CANNULAS - ACCESSORIES | 4 | YES
C | CARDIOCIRCULATORY SYSTEM DEVICES | C010399 | ARTERIAL CANNULAS - OTHER | 4 | YES
C | CARDIOCIRCULATORY SYSTEM DEVICES | C0104 | ANGIOGRAPHY AND HAEMODYNAMIC DEVICES | 3 | NO
C | CARDIOCIRCULATORY SYSTEM DEVICES | C010401 | CARDIAC ANGIOGRAPHY DEVICES | 4 | NO
C | CARDIOCIRCULATORY SYSTEM DEVICES | C01040101 | CARDIAC ANGIOGRAPHY DIAGNOSTIC DEVICES, | 5 | NO
C | CARDIOCIRCULATORY SYSTEM DEVICES | C0104010101 | CARDIAC ANGIOGRAPHY DIAGNOSTIC CATHETERS | 6 | YES
C | CARDIOCIRCULATORY SYSTEM DEVICES | C0104010102 | CARDIAC AND INTRACORONARY ULTRASOUND CATHETERS | 6 | YES
C | CARDIOCIRCULATORY SYSTEM DEVICES | C0104010199 | CARDIAC ANGIOGRAPHY DIAGNOSTIC DEVICES - OTHER | 6 | YES
C | CARDIOCIRCULATORY SYSTEM DEVICES | C01040102 | CORONARY ANGIOGRAPHY THERAPEUTIC DEVICES | 5 | NO
C | CARDIOCIRCULATORY SYSTEM DEVICES | C0104010201 | PERCUTANEOUS TRANSLUMINAL CORONARY ANGIOPLASTY (PTCA) DILATATION CATHETERS | 6 | NO
C | CARDIOCIRCULATORY SYSTEM DEVICES | C010401020101 | PTCA BALLOON DILATION CATHETERS | 7 | YES
C | CARDIOCIRCULATORY SYSTEM DEVICES | C010401020102 | CORONARY STENT IMPLANTATION DILATION CATHETERS | 7 | YES
C | CARDIOCIRCULATORY SYSTEM DEVICES | C010401020180 | PTCA BALLOON DILATATION CATHETERS - ACCESSORIES | 7 | YES
C | CARDIOCIRCULATORY SYSTEM DEVICES | C010401020199 | PTCA DILATATION CATHETERS - OTHER | 7 | YES
C | CARDIOCIRCULATORY SYSTEM DEVICES | C0104010202 | CARDIAC ANGIOGRAPHY GUIDE CATHETERS | 6 | YES
C | CARDIOCIRCULATORY SYSTEM DEVICES | C0104010203 | PHARMACEUTICAL INFUSION AND ADMINISTRATION INTRACORONARY AND INTRACARDIAC CATHETERS | 6 | YES
C | CARDIOCIRCULATORY SYSTEM DEVICES | C0104010204 | CORONARY ARTERY ATHERECTOMY SYSTEMS | 6 | NO
C | CARDIOCIRCULATORY SYSTEM DEVICES | C010401020401 | CORONARY ARTERY ATHERECTOMY SYSTEMS, DIRECTIONAL | 7 | YES
C | CARDIOCIRCULATORY SYSTEM DEVICES | C010401020402 | CORONARY ARTERY ATHERECTOMY SYSTEMS, ROTATIONAL | 7 | YES
H | SUTURE DEVICES | H010101 | ABSORBABLE SYNTHETIC SUTURES | 4 | NO
H | SUTURE DEVICES | H01010101 | MONOFILAMENT ABSORBABLE SYNTHETIC SUTURES | 5 | NO
H | SUTURE DEVICES | H0101010101 | POLYDIOXANONE MONOFILAMENT | 6 | NO
H | SUTURE DEVICES | H010101010101 | POLYDIOXANONE MONOFILAMENT WITH NEEDLE FOR OPEN SURGERY | 7 | YES
H | SUTURE DEVICES | H010101010102 | MOUNTED POLYDIOXANONE MONOFILAMENT WITH NEEDLE FOR VIDEO SURGERY | 7 | YES
H | SUTURE DEVICES | H010101010103 | POLYDIOXANONE MONOFILAMENT WITHOUT NEEDLE | 7 | YES
H | SUTURE DEVICES | H010101010104 | MOUNTED POLYDIOXANONE MONOFILAMENT WITH NEEDLE FOR TISSUE TRACTION (‘BARBED’) | 7 | YES
H | SUTURE DEVICES | H0101010102 | POLYGLYCONATE AND MONOFILAMENT DERIVATIVES | 6 | NO
H | SUTURE DEVICES | H010101010201 | POLYGLYCONATE AND DERIVATIVES MONOFILAMENT WITH NEEDLE | 7 | YES
H | SUTURE DEVICES | H010101010202 | POLYGLYCONATE AND DERIVATIVES MONOFILAMENT WITHOUT NEEDLE | 7 | YES
H | SUTURE DEVICES | H010101010203 | POLYGLYCONATE AND DERIVATIVES MONOFILAMENT WITH NEEDLE FOR TISSUE TRACTION (‘BARBED’) | 7 | YES
H | SUTURE DEVICES | H0101010103 | POLIGLECAPRONE AND DERIVATIVES MONOFILAMENT | 6 | NO
H | SUTURE DEVICES | H010101010301 | POLIGLECAPRONE AND DERIVATIVES MONOFILAMENT WITH NEEDLE | 7 | YES
H | SUTURE DEVICES | H010101010302 | POLIGLECAPRONE AND DERIVATIVES MONOFILAMENT WITHOUT NEEDLE | 7 | YES
H | SUTURE DEVICES | H010101010303 | POLIGLECAPRONE AND DERIVATIVES MONOFILAMENT WITH NEEDLE FOR TISSUE TRACTION (‘BARBED’) | 7 | YES
H | SUTURE DEVICES | H0101010199 | MONOFILAMENT ABSORBABLE SYNTHETIC SUTURES - OTHER | 6 | YES
H | SUTURE DEVICES | H01010102 | MULTIFILAMENT SYNTHETIC ABSORBABLE SUTURES | 5 | NO
H | SUTURE DEVICES | H0101010201 | POLYGLYCOLIC ACID MULTIFILAMENT | 6 | NO
H | SUTURE DEVICES | H010101020101 | POLYGLYCOLIC ACID MULTIFILAMENT WITH NEEDLE FOR OPEN SURGERY | 7 | YES
H | SUTURE DEVICES | H010101020102 | POLYGLYCOLIC ACID MULTIFILAMENT WITH NEEDLE FOR VIDEO SURGERY | 7 | YES
H | SUTURE DEVICES | H010101020103 | POLYGLYCOLIC ACID MULTIFILAMENT WITHOUT NEEDLE | 7 | YES
H | SUTURE DEVICES | H0101010202 | POLYGLYCOLIC WITH LACTIC ACID MULTIFILAMENT | 6 | NO
H | SUTURE DEVICES | H010101020201 | POLYGLYCOLIC WITH LACTIC ACID MULTIFILAMENT WITH NEEDLE FOR OPEN SURGERY | 7 | YES
H | SUTURE DEVICES | H010101020202 | POLYGLYCOLIC WITH LACTIC ACID MULTIFILAMENT WITH NEEDLE FOR VIDEO SURGERY | 7 | YES
H | SUTURE DEVICES | H010101020203 | POLYGLYCOLIC WITH LACTIC ACID MULTIFILAMENT WITHOUT NEEDLE | 7 | YES
H | SUTURE DEVICES | H0101010299 | SYNTHETIC ABSORBABLE MULTIFILAMENT SUTURES - OTHER | 6 | YES
H | SUTURE DEVICES | H01010103 | SYNTHETIC ABSORBABLE MONOFILAMENT SUTURES WITH ANTIBACTERIAL | 5 | NO
H | SUTURE DEVICES | H0101010301 | POLYDIOXANONE WITH ANTIBACTERIAL MONOFILAMENT | 6 | NO
H | SUTURE DEVICES | H010101030101 | POLYDIOXANONE WITH ANTIBACTERIAL MONOFILAMENT WITH NEEDLE | 7 | YES
H | SUTURE DEVICES | H010101030102 | POLYDIOXANONE WITH ANTIBACTERIAL MONOFILAMENT WITHOUT NEEDLE | 7 | YES
H | SUTURE DEVICES | H010101030103 | POLYDIOXANONE MONOFILAMENT WITH NEEDLE FOR TISSUE TRACTION (‘BARBED’) WITH ANTIBACTERIAL | 7 | YES
H | SUTURE DEVICES | H0101010302 | POLYGLYCOLIC AND LACTIC ACID WITH ANTIBACTERIAL MONOFILAMENT | 6 | NO
H | SUTURE DEVICES | H010101030201 | POLYGLYCOLIC AND LACTIC ACID WITH ANTIBACTERIAL MONOFILAMENT WITH NEEDLE | 7 | YES
H | SUTURE DEVICES | H010101030202 | POLYGLYCOLIC AND LACTIC ACID WITH ANTIBACTERIAL MONOFILAMENT WITHOUT NEEDLE | 7 | YES
H | SUTURE DEVICES | H010101030203 | POLYGLYCOLIC AND LACTIC ACID WITH ANTIBACTERIAL MONOFILAMENT WITH NEEDLE FOR TISSUE TRACTION (‘BARBED’) WITH ANTIBACTERIAL | 7 | YES
L | REUSABLE SURGICAL INSTRUMENTS | L0103 | DERMOTOMES AND BLADES, REUSABLE | 3 | YES
L | REUSABLE SURGICAL INSTRUMENTS | L0104 | SURGICAL SCISSORS, REUSABLE | 3 | NO
L | REUSABLE SURGICAL INSTRUMENTS | L010401 | SCISSORS FOR BANDAGES AND CLOTHING, REUSABLE | 4 | NO
L | REUSABLE SURGICAL INSTRUMENTS | L01040101 | SCISSORS FOR PLASTERS, REUSABLE | 5 | YES
L | REUSABLE SURGICAL INSTRUMENTS | L01040102 | SCISSORS FOR BANDAGES, REUSABLE | 5 | YES
L | REUSABLE SURGICAL INSTRUMENTS | L01040103 | SCISSORS FOR CLOTHING, REUSABLE | 5 | YES
L | REUSABLE SURGICAL INSTRUMENTS | L01040199 | SCISSORS FOR BANDAGES AND CLOTHING, REUSABLE - OTHER | 5 | YES
L | REUSABLE SURGICAL INSTRUMENTS | L010402 | SURGICAL SUTURES SCISSORS, REUSABLE | 4 | NO
L | REUSABLE SURGICAL INSTRUMENTS | L01040201 | STAPLE REMOVER SCISSORS, REUSABLE | 5 | YES
L | REUSABLE SURGICAL INSTRUMENTS | L01040202 | LIGATURES SCISSORS, REUSABLE | 5 | YES
L | REUSABLE SURGICAL INSTRUMENTS | L01040299 | SURGICAL SUTURES SCISSORS, REUSABLE - OTHER | 5 | YES
L | REUSABLE SURGICAL INSTRUMENTS | L010403 | SURGICAL DISSECTION SCISSORS, REUSABLE | 4 | YES
L | REUSABLE SURGICAL INSTRUMENTS | L010404 | CARDIOVASCULAR SURGERY SCISSORS, REUSABLE | 4 | NO
L | REUSABLE SURGICAL INSTRUMENTS | L01040401 | CARDIAC SCISSORS, REUSABLE | 5 | YES
L | REUSABLE SURGICAL INSTRUMENTS | L01040402 | VASCULAR SCISSORS, REUSABLE | 5 | YES
L | REUSABLE SURGICAL INSTRUMENTS | L010405 | OPHTHALMOLOGY SCISSORS, REUSABLE | 4 | NO
L | REUSABLE SURGICAL INSTRUMENTS | L01040501 | CORNEAL SCISSORS, REUSABLE | 5 | YES
L | REUSABLE SURGICAL INSTRUMENTS | L01040502 | OCULAR ENUCLEATION SCISSORS, REUSABLE | 5 | YES
L | REUSABLE SURGICAL INSTRUMENTS | L01040503 | IRIS SCISSORS, REUSABLE | 5 | YES
L | REUSABLE SURGICAL INSTRUMENTS | L01040504 | VITREO-RETINA SURGERY SCISSORS, REUSABLE | 5 | YES
L | REUSABLE SURGICAL INSTRUMENTS | L01040505 | CONJUNCTIVA SCISSORS, REUSABLE | 5 | YES
L | REUSABLE SURGICAL INSTRUMENTS | L01040506 | TENOTOMY AND STRABISM CORRECTION SCISSORS, REUSABLE | 5 | YES
L | REUSABLE SURGICAL INSTRUMENTS | L01040507 | BLEPHAROPLASTY SCISSORS, REUSABLE | 5 | YES
L | REUSABLE SURGICAL INSTRUMENTS | L01040508 | ENDOCULAR IMPLANTS SCISSORS, REUSABLE | 5 | YES
L | REUSABLE SURGICAL INSTRUMENTS | L01040509 | OCULAR ADNEXA SCISSORS, REUSABLE | 5 | NO
L | REUSABLE SURGICAL INSTRUMENTS | L0104050901 | CILIARY SCISSORS, REUSABLE | 6 | YES
L | REUSABLE SURGICAL INSTRUMENTS | L0104050999 | OCULAR ADNEXA SCISSORS, REUSABLE - OTHER | 6 | YES
L | REUSABLE SURGICAL INSTRUMENTS | L01040510 | CAPSULOTOMY SCISSORS, REUSABLE | 5 | YES
L | REUSABLE SURGICAL INSTRUMENTS | L01040599 | OPHTHALMOLOGY SCISSORS, REUSABLE - OTHER | 5 | YES
L | REUSABLE SURGICAL INSTRUMENTS | L010406 | OTOLARYNGOLOGICAL (ENT) SURGERY SCISSORS, REUSABLE | 4 | NO
L | REUSABLE SURGICAL INSTRUMENTS | L01040601 | NASAL SCISSORS, REUSABLE | 5 | YES
L | REUSABLE SURGICAL INSTRUMENTS | L01040602 | EAR SURGERY SCISSORS, REUSABLE | 5 | YES
L | REUSABLE SURGICAL INSTRUMENTS | L01040603 | TONSILLAR SCISSORS, REUSABLE | 5 | YES
L | REUSABLE SURGICAL INSTRUMENTS | L01040604 | LARYNGEAL SCISSORS, REUSABLE | 5 | YES
L | REUSABLE SURGICAL INSTRUMENTS | L01040699 | OTOLARYNGOLOGICAL (ENT) SURGERY SCISSORS, REUSABLE - OTHER | 5 | YES
L | REUSABLE SURGICAL INSTRUMENTS | L1112 | NEUROSURGERY SUCTION CANNULAS, REUSABLE | 3 | YES
L | REUSABLE SURGICAL INSTRUMENTS | L1113 | NEUROSURGERY BURS AND TIPS, REUSABLE | 3 | YES
L | REUSABLE SURGICAL INSTRUMENTS | L1199 | NEUROSURGERY INSTRUMENTS, REUSABLE - OTHER | 3 | YES
L | REUSABLE SURGICAL INSTRUMENTS | L12 | LAPAROSCOPIC AND THORACOSCOPIC SURGERY INSTRUMENTS, REUSABLE | 2 | NO
L | REUSABLE SURGICAL INSTRUMENTS | L1201 | LAPAROSCOPIC AND THORACOSCOPIC SURGERY DISSECTORS, REUSABLE | 3 | YES
L | REUSABLE SURGICAL INSTRUMENTS | L1202 | LAPAROSCOPIC AND THORACOSCOPIC SURGERY SCISSORS, REUSABLE | 3 | YES
L | REUSABLE SURGICAL INSTRUMENTS | L1203 | LAPAROSCOPIC AND THORACOSCOPIC SURGERY MANIPULATORS, REUSABLE | 3 | YES
L | REUSABLE SURGICAL INSTRUMENTS | L1204 | LAPAROSCOPIC AND THORACOSCOPIC SURGERY FORCEPS, REUSABLE | 3 | YES
L | REUSABLE SURGICAL INSTRUMENTS | L1205 | LAPAROSCOPIC AND THORACOSCOPIC SURGERY NEEDLE HOLDERS, REUSABLE | 3 | YES
L | REUSABLE SURGICAL INSTRUMENTS | L1206 | LAPAROSCOPIC AND THORACOSCOPIC SURGERY SPREADERS AND RETRACTORS, REUSABLE | 3 | YES
L | REUSABLE SURGICAL INSTRUMENTS | L1207 | LAPAROSCOPIC AND THORACOSCOPIC SURGERY CANNULAS, REUSABLE | 3 | YES
L | REUSABLE SURGICAL INSTRUMENTS | L1208 | SUTURING ENDOSCOPIC TISSUE APPROXIMATORS, REUSABLE | 3 | YES
L | REUSABLE SURGICAL INSTRUMENTS | L1209 | LAPAROSCOPIC AND THORACOSCOPIC SURGERY SCALPELS, REUSABLE | 3 | YES
L | REUSABLE SURGICAL INSTRUMENTS | L1210 | LAPAROSCOPIC AND THORACOSCOPIC SURGERY HOOKS, REUSABLE | 3 | YES
L | REUSABLE SURGICAL INSTRUMENTS | L1211 | LAPAROSCOPIC AND THORACOSCOPIC SURGERY SPATULAS, REUSABLE | 3 | YES
L | REUSABLE SURGICAL INSTRUMENTS | L1212 | LAPAROSCOPIC AND THORACOSCOPIC SURGERY GUIDES, REUSABLE | 3 | YES
L | REUSABLE SURGICAL INSTRUMENTS | L1213 | LAPAROSCOPIC AND THORACOSCOPIC SURGERY HANDPIECES, REUSABLE | 3 | YES
L | REUSABLE SURGICAL INSTRUMENTS | L1214 | LAPAROSCOPIC AND THORACOSCOPIC SURGERY DILATORS, REUSABLE | 3 | YES
L | REUSABLE SURGICAL INSTRUMENTS | L1215 | LAPAROSCOPIC AND THORACOSCOPIC SURGERY NEEDLES, REUSABLE | 3 | YES
L | REUSABLE SURGICAL INSTRUMENTS | L1216 | LAPAROSCOPIC AND THORACOSCOPIC SURGERY PALPATORS, REUSABLE | 3 | YES
L | REUSABLE SURGICAL INSTRUMENTS | L1217 | LAPAROSCOPIC AND THORACOSCOPIC SURGERY INSTRUMENT KITS, REUSABLE | 3 | YES
L | REUSABLE SURGICAL INSTRUMENTS | L1218 | LAPAROSCOPIC AND THORACOSCOPY ADAPTERS AND CONNECTORS, REUSABLE | 3 | YES
L | REUSABLE SURGICAL INSTRUMENTS | L1280 | LAPAROSCOPIC AND THORACOSCOPIC SURGERY INSTRUMENTS, REUSABLE - ACCESSORIES | 3 | YES
Q | DENTAL, OPHTHALMOLOGIC AND ENT DEVICES | Q01020604 | ORTHODONTIC DENTAL PROSTHESES | 5 | YES
Q | DENTAL, OPHTHALMOLOGIC AND ENT DEVICES | Q01020605 | TEMPORARY DENTAL PROSTHESES | 5 | YES
Q | DENTAL, OPHTHALMOLOGIC AND ENT DEVICES | Q010207 | DENTAL IMPRESSION DEVICES FOR PROSTHETIC DENTISTRY | 4 | YES
Q | DENTAL, OPHTHALMOLOGIC AND ENT DEVICES | Q010280 | PROSTHETIC DENTISTRY DEVICES - ACCESSORIES | 4 | YES
Q | DENTAL, OPHTHALMOLOGIC AND ENT DEVICES | Q010299 | PROSTHETIC DENTISTRY DEVICES - OTHER | 4 | YES
Q | DENTAL, OPHTHALMOLOGIC AND ENT DEVICES | Q0103 | SURGICAL DENTAL DEVICES | 3 | NO
Q | DENTAL, OPHTHALMOLOGIC AND ENT DEVICES | Q010301 | PERIODONTAL MEMBRANES | 4 | YES
Q | DENTAL, OPHTHALMOLOGIC AND ENT DEVICES | Q010302 | DENTAL GRAFT DEVICES | 4 | YES
Q | DENTAL, OPHTHALMOLOGIC AND ENT DEVICES | Q010303 | RETROGRADE FILLING DEVICES | 4 | YES
Q | DENTAL, OPHTHALMOLOGIC AND ENT DEVICES | Q010304 | PERIODONTAL DRESSINGS | 4 | YES
Q | DENTAL, OPHTHALMOLOGIC AND ENT DEVICES | Q010305 | SURGICAL DENTISTRY CEMENTS | 4 | YES
Q | DENTAL, OPHTHALMOLOGIC AND ENT DEVICES | Q010399 | SURGICAL DENTAL DEVICES - OTHER | 4 | YES
Q | DENTAL, OPHTHALMOLOGIC AND ENT DEVICES | Q0104 | ORTHODONTIC DEVICES | 3 | NO
Q | DENTAL, OPHTHALMOLOGIC AND ENT DEVICES | Q010401 | ORTHODONTIC FACE BOWS | 4 | YES
Q | DENTAL, OPHTHALMOLOGIC AND ENT DEVICES | Q010402 | ORTHODONTIC BANDS | 4 | YES
Q | DENTAL, OPHTHALMOLOGIC AND ENT DEVICES | Q010403 | ORTHODONTIC BRACKETS AND BUTTONS | 4 | YES
Q | DENTAL, OPHTHALMOLOGIC AND ENT DEVICES | Q010404 | ORTHODONTIC ELASTICS, CHAINS AND SPRINGS | 4 | YES
Q | DENTAL, OPHTHALMOLOGIC AND ENT DEVICES | Q010405 | ORTHODONTIC WIRES | 4 | YES
Q | DENTAL, OPHTHALMOLOGIC AND ENT DEVICES | Q010406 | ORTHODONTIC LIGATURES | 4 | YES
C | CARDIOCIRCULATORY SYSTEM DEVICES | C010401020480 | CORONARY ATHERECTOMY SYSTEMS - ACCESSORIES | 7 | YES
C | CARDIOCIRCULATORY SYSTEM DEVICES | C010401020499 | CORONARY ARTERY ATHERECTOMY SYSTEMS - OTHER | 7 | YES
C | CARDIOCIRCULATORY SYSTEM DEVICES | C0104010205 | CARDIAC THROMBECTOMY AND THROMBOASPIRATION SYSTEMS | 6 | NO
C | CARDIOCIRCULATORY SYSTEM DEVICES | C010401020501 | MANUAL CARDIAC THROMBECTOMY AND THROMBOASPIRATION SYSTEMS | 7 | YES
C | CARDIOCIRCULATORY SYSTEM DEVICES | C010401020502 | MOTORED CARDIAC THROMBECTOMY AND THROMBOASPIRATION SYSTEMS | 7 | YES
C | CARDIOCIRCULATORY SYSTEM DEVICES | C010401020580 | THROMBECTOMY AND CARDIAC THROMBOASPIRATION SYSTEMS - ACCESSORIES | 7 | YES
C | CARDIOCIRCULATORY SYSTEM DEVICES | C0104010206 | CORONARY VASCULAR LITHOTRIPSY CATHETERS | 6 | YES
C | CARDIOCIRCULATORY SYSTEM DEVICES | C0104010280 | INTERVENTIONAL CORONARY ANGIOGRAPHY DEVICES - ACCESSORIES | 6 | YES
C | CARDIOCIRCULATORY SYSTEM DEVICES | C0104010299 | CARDIAC THROMBECTOMY AND THROMBOASPIRATION SYSTEMS - OTHER | 6 | YES
C | CARDIOCIRCULATORY SYSTEM DEVICES | C01040180 | CORONARY ANGIOGRAPHY DEVICES - ACCESSORIES NOT INCLUDED IN OTHER CLASSES | 5 | YES
C | CARDIOCIRCULATORY SYSTEM DEVICES | C01040199 | CARDIAC ANGIOGRAPHY DEVICES - OTHER | 5 | YES
C | CARDIOCIRCULATORY SYSTEM DEVICES | C010402 | PERIPHERAL ANGIOGRAPHY DEVICES | 4 | NO
C | CARDIOCIRCULATORY SYSTEM DEVICES | C01040201 | PERIPHERAL ANGIOGRAPHY DIAGNOSTIC DEVICES | 5 | NO
C | CARDIOCIRCULATORY SYSTEM DEVICES | C0104020101 | PANORAMIC AND SELECTIVE PERIPHERAL DIAGNOSTIC ANGIOGRAPHY CATHETERS AND MICROCATHETERS | 6 | YES
C | CARDIOCIRCULATORY SYSTEM DEVICES | C0104020102 | INTRAVASCULAR ULTRASOUND CATHETERS | 6 | YES
C | CARDIOCIRCULATORY SYSTEM DEVICES | C0104020103 | VASCULAR OCCLUSION CATHETERS | 6 | YES
C | CARDIOCIRCULATORY SYSTEM DEVICES | C0104020180 | DIAGNOSTIC PERIPHERAL ANGIOGRAPHY DEVICES - ACCESSORIES | 6 | YES
C | CARDIOCIRCULATORY SYSTEM DEVICES | C0104020199 | PERIPHERAL ANGIOGRAPHY DIAGNOSTIC DEVICES - OTHER | 6 | YES
C | CARDIOCIRCULATORY SYSTEM DEVICES | C01040202 | PERIPHERAL ANGIOGRAPHY THERAPEUTIC DEVICES | 5 | NO
C | CARDIOCIRCULATORY SYSTEM DEVICES | C0104020201 | PERCUTANEOUS TRANSLUMINAL ANGIOPLASTY (PTA) DILATATION CATHETERS | 6 | NO
C | CARDIOCIRCULATORY SYSTEM DEVICES | C010402020101 | PTA BALLOON DILATATION CATHETERS | 7 | YES
C | CARDIOCIRCULATORY SYSTEM DEVICES | C010402020102 | STENT POSITIONING VASCULAR BALLOON DILATATION CATHETERS | 7 | YES
C | CARDIOCIRCULATORY SYSTEM DEVICES | C010402020180 | PTA BALLOON DILATATION CATHETERS - ACCESSORIES | 7 | YES
C | CARDIOCIRCULATORY SYSTEM DEVICES | C010402020199 | PTA DILATATION CATHETERS - OTHER | 7 | YES
C | CARDIOCIRCULATORY SYSTEM DEVICES | C0104020202 | PERIPHERAL EMBOLISATION CATHETERS AND MICROCATHETERS | 6 | YES
C | CARDIOCIRCULATORY SYSTEM DEVICES | C0104020203 | EMBOLISATION DEVICES | 6 | NO
C | CARDIOCIRCULATORY SYSTEM DEVICES | C010402020301 | EMBOLISATION COILS | 7 | YES
C | CARDIOCIRCULATORY SYSTEM DEVICES | C010402020302 | EMBOLISATION FLUIDS | 7 | YES
C | CARDIOCIRCULATORY SYSTEM DEVICES | C010402020303 | EMBOLISATION PARTICLES AND MICROSPHERES | 7 | YES
C | CARDIOCIRCULATORY SYSTEM DEVICES | C010402020380 | EMBOLISATION DEVICES - ACCESSORIES | 7 | YES
C | CARDIOCIRCULATORY SYSTEM DEVICES | C010402020399 | EMBOLISATION DEVICES - OTHER | 7 | YES
C | CARDIOCIRCULATORY SYSTEM DEVICES | C0104020204 | PERIPHERAL ANGIOGRAPHY GUIDE CATHETERS | 6 | YES
C | CARDIOCIRCULATORY SYSTEM DEVICES | C0104020205 | PHARMACEUTICAL INFUSION AND ADMINISTRATION INTRAVASCULAR CATHETERS AND MICROCATHETERS | 6 | YES
C | CARDIOCIRCULATORY SYSTEM DEVICES | C0104020206 | PERIPHERAL ATHERECTOMY SYSTEMS | 6 | NO
C | CARDIOCIRCULATORY SYSTEM DEVICES | C010402020601 | PERIPHERAL ATHERECTOMY SYSTEMS, DIRECTIONAL | 7 | YES
C | CARDIOCIRCULATORY SYSTEM DEVICES | C010402020602 | PERIPHERAL ATHERECTOMY SYSTEMS, ROTATIONAL | 7 | YES
C | CARDIOCIRCULATORY SYSTEM DEVICES | C010402020680 | PERIPHERAL ATHERECTOMY DEVICES - ACCESSORIES | 7 | YES
C | CARDIOCIRCULATORY SYSTEM DEVICES | C010402020699 | PERIPHERAL ATHERECTOMY SYSTEMS - OTHER | 7 | YES
C | CARDIOCIRCULATORY SYSTEM DEVICES | C0104020207 | PERIPHERAL THROMBECTOMY AND THROMBOASPIRATION SYSTEMS | 6 | NO
C | CARDIOCIRCULATORY SYSTEM DEVICES | C010402020701 | MANUAL PERIPHERAL THROMBECTOMY AND THROMBOASPIRATION SYSTEMS | 7 | YES
C | CARDIOCIRCULATORY SYSTEM DEVICES | C010402020702 | MECHANICAL PERIPHERAL THROMBECTOMY AND THROMBOASPIRATION SYSTEMS | 7 | YES
C | CARDIOCIRCULATORY SYSTEM DEVICES | C010402020780 | THROMBECTOMY AND PERIPHERAL THROMBOASPIRATION SYSTEMS - ACCESSORIES | 7 | YES
C | CARDIOCIRCULATORY SYSTEM DEVICES | C0104020208 | TRANSJUGULAR INTRAHEPATIC PORTOSYSTEMIC SHUNT (TIPS) PERCUTANEOUS SYSTEMS | 6 | YES
C | CARDIOCIRCULATORY SYSTEM DEVICES | C0104020209 | PERIPHERAL VASCULAR SYSTEM TOTAL CHRONIC OCCLUSION DEVICES | 6 | YES
C | CARDIOCIRCULATORY SYSTEM DEVICES | C0104020210 | PERIPHERAL VASCULAR LITHOTRIPSY CATHETERS | 6 | YES
C | CARDIOCIRCULATORY SYSTEM DEVICES | C0104020280 | INTERVENTIONAL PERIPHERAL ANGIOGRAPHY DEVICES - ACCESSORIES NOT INCLUDED IN OTHER CLASSES | 6 | YES
C | CARDIOCIRCULATORY SYSTEM DEVICES | C0104020299 | PERIPHERAL ANGIOGRAPHY THERAPEUTIC DEVICES - OTHER | 6 | YES
C | CARDIOCIRCULATORY SYSTEM DEVICES | C01040280 | PERIPHERAL ANGIOGRAPHY DEVICES - ACCESSORIES NOT INCLUDED IN OTHER CLASSES | 5 | YES
C | CARDIOCIRCULATORY SYSTEM DEVICES | C01040299 | PERIPHERAL ANGIOGRAPHY DEVICES - OTHER | 5 | YES
C | CARDIOCIRCULATORY SYSTEM DEVICES | C010403 | FRACTIONAL FLOW RESERVE (FFR) MEASUREMENT DEVICES | 4 | YES
C | CARDIOCIRCULATORY SYSTEM DEVICES | C010404 | NEUROVASCULAR ANGIOGRAPHY DEVICES | 4 | NO
C | CARDIOCIRCULATORY SYSTEM DEVICES | C01040401 | NEUROVASCULAR ANGIOGRAPHY DIAGNOSTIC DEVICES | 5 | NO
C | CARDIOCIRCULATORY SYSTEM DEVICES | C0104040101 | NEUROVASCULAR OCCLUSION CATHETERS | 6 | YES
C | CARDIOCIRCULATORY SYSTEM DEVICES | C0104040180 | NEUROVASCULAR ANGIOGRAPHY DIAGNOSTIC DEVICES - ACCESSORIES | 6 | YES
C | CARDIOCIRCULATORY SYSTEM DEVICES | C0104040199 | NEUROVASCULAR ANGIOGRAPHY DIAGNOSTIC DEVICES - OTHER | 6 | YES
C | CARDIOCIRCULATORY SYSTEM DEVICES | C01040402 | NEUROVASCULAR ANGIOGRAPHY THERAPEUTIC DEVICES | 5 | NO
C | CARDIOCIRCULATORY SYSTEM DEVICES | C0104040201 | NEUROVASCULAR EMBOLISATION CATHETERS AND MICROCATHETERS | 6 | YES
C | CARDIOCIRCULATORY SYSTEM DEVICES | C0104040202 | NEUROVASCULAR EMBOLISATION DEVICES | 6 | NO
C | CARDIOCIRCULATORY SYSTEM DEVICES | C010404020201 | NEUROVASCULAR EMBOLISATION COILS | 7 | YES
C | CARDIOCIRCULATORY SYSTEM DEVICES | C010404020202 | NEUROVASCULAR MECHANICAL ASSISTANCE DEVICES FOR EMBOLISATION PROCEDURE | 7 | YES
C | CARDIOCIRCULATORY SYSTEM DEVICES | C010404020280 | NEUROVASCULAR EMBOLISATION DEVICES - ACCESSORIES | 7 | YES
C | CARDIOCIRCULATORY SYSTEM DEVICES | C010404020299 | NEUROVASCULAR EMBOLISATION DEVICES - OTHER | 7 | YES
C | CARDIOCIRCULATORY SYSTEM DEVICES | C0104040203 | NEUROVASCULAR ANGIOGRAPHY GUIDE CATHETERS | 6 | YES
C | CARDIOCIRCULATORY SYSTEM DEVICES | C0104040204 | NEUROVASCULAR THROMBECTOMY AND THROMBOASPIRATION SYSTEMS | 6 | NO
C | CARDIOCIRCULATORY SYSTEM DEVICES | C010404020401 | MANUAL NEUROVASCULAR THROMBECTOMY AND THROMBOASPIRATION SYSTEMS | 7 | YES
C | CARDIOCIRCULATORY SYSTEM DEVICES | C010404020402 | MECHANICAL NEUROVASCULAR THROMBECTOMY AND THROMBOASPIRATION SYSTEMS | 7 | YES
C | CARDIOCIRCULATORY SYSTEM DEVICES | C010404020480 | NEUROVASCULAR THROMBECTOMY AND THROMBOASPIRATION SYSTEMS - ACCESSORIES | 7 | YES
C | CARDIOCIRCULATORY SYSTEM DEVICES | C0104040280 | NEUROVASCULAR ANGIOGRAPHY THERAPEUTIC DEVICES - ACCESSORIES | 6 | YES
C | CARDIOCIRCULATORY SYSTEM DEVICES | C0104040299 | NEUROVASCULAR ANGIOGRAPHY THERAPEUTIC DEVICES - OTHER | 6 | YES
C | CARDIOCIRCULATORY SYSTEM DEVICES | C010480 | ANGIOGRAPHY AND HEMODYNAMICS DEVICES - ACCESSORIES NOT INCLUDED IN OTHER CLASSES | 4 | YES
C | CARDIOCIRCULATORY SYSTEM DEVICES | C010499 | ANGIOGRAPHY AND HEMODYNAMICS DEVICES - OTHER | 4 | YES
C | CARDIOCIRCULATORY SYSTEM DEVICES | C0105 | INTRAVASCULAR PROTECTION DEVICES | 3 | NO
C | CARDIOCIRCULATORY SYSTEM DEVICES | C010501 | VENA CAVA FILTERS | 4 | NO
C | CARDIOCIRCULATORY SYSTEM DEVICES | C01050101 | VENA CAVA FILTERS, RETRIEVABLE | 5 | YES
C | CARDIOCIRCULATORY SYSTEM DEVICES | C01050102 | VENA CAVA FILTERS, PERMANENT | 5 | YES
C | CARDIOCIRCULATORY SYSTEM DEVICES | C010502 | INTRAVASCULAR EMBOLIC PROTECTION CATHETERS AND SYSTEMS | 4 | NO
C | CARDIOCIRCULATORY SYSTEM DEVICES | C01050201 | PTCA EMBOLIC PROTECTION CATHETERS AND SYSTEMS | 5 | YES
C | CARDIOCIRCULATORY SYSTEM DEVICES | C01050202 | PTA EMBOLIC PROTECTION CATHETERS AND SYSTEMS | 5 | YES
C | CARDIOCIRCULATORY SYSTEM DEVICES | C01050203 | ARTERIO-SURGERY EMBOLIC PROTECTION CATHETERS AND SYSTEMS | 5 | YES
C | CARDIOCIRCULATORY SYSTEM DEVICES | C01050299 | INTRAVASCULAR EMBOLIC PROTECTION CATHETERS AND SYSTEMS - OTHER | 5 | YES
C | CARDIOCIRCULATORY SYSTEM DEVICES | C010580 | INTRAVASCULAR PROTECTION DEVICES - ACCESSORIES | 4 | YES
C | CARDIOCIRCULATORY SYSTEM DEVICES | C010599 | INTRAVASCULAR PROTECTION DEVICES - OTHER | 4 | YES
C | CARDIOCIRCULATORY SYSTEM DEVICES | C0180 | ARTERO-VENOUS SYSTEM DEVICES - ACCESSORIES NOT INCLUDED IN OTHER CLASSES | 3 | YES
C | CARDIOCIRCULATORY SYSTEM DEVICES | C0190 | DEVICES FOR VASCULAR PROCEDURES - VARIOUS | 3 | NO
C | CARDIOCIRCULATORY SYSTEM DEVICES | C019001 | AORTIC COUNTERPULSATION CATHETERS | 4 | YES
C | CARDIOCIRCULATORY SYSTEM DEVICES | C019002 | EMBOLECTOMY CATHETERS | 4 | YES
C | CARDIOCIRCULATORY SYSTEM DEVICES | C019003 | THERMODILUTION CATHETERS | 4 | YES
C | CARDIOCIRCULATORY SYSTEM DEVICES | C019004 | CARDIOVASCULAR MONITORING SYSTEMS | 4 | YES
C | CARDIOCIRCULATORY SYSTEM DEVICES | C019005 | RETRIEVING SYSTEMS FOR VASCULAR FOREIGN BODIES | 4 | YES
C | CARDIOCIRCULATORY SYSTEM DEVICES | C019006 | CAROTID ARTERY SHUNTS | 4 | YES
C | CARDIOCIRCULATORY SYSTEM DEVICES | C019007 | CARDIOVASCULAR SYSTEM BRACHYTHERAPY RADIOFREQUENCY SYSTEMS | 4 | YES
C | CARDIOCIRCULATORY SYSTEM DEVICES | C019008 | IMPLANTABLE SUBCUTANEOUS ARTERIAL ACCESS SYSTEMS | 4 | YES
C | CARDIOCIRCULATORY SYSTEM DEVICES | C019009 | AORTIC OCCLUSION SYSTEMS | 4 | YES
C | CARDIOCIRCULATORY SYSTEM DEVICES | C019010 | INTRAVASCULAR RECANALISATION SYSTEMS | 4 | YES
C | CARDIOCIRCULATORY SYSTEM DEVICES | C019011 | INTRAVASCULAR AND CARDIAC BIOPSY SYSTEMS | 4 | NO
C | CARDIOCIRCULATORY SYSTEM DEVICES | C01901101 | INTRAVASCULAR BIOPSY SYSTEMS | 5 | YES
C | CARDIOCIRCULATORY SYSTEM DEVICES | C01901102 | MYOCARDIAL BIOPSY KITS | 5 | YES
C | CARDIOCIRCULATORY SYSTEM DEVICES | C019012 | AORTIC PUNCHES AND AORTOTOMY SYSTEMS | 4 | NO
C | CARDIOCIRCULATORY SYSTEM DEVICES | C01901201 | AORTIC PUNCHES | 5 | YES
C | CARDIOCIRCULATORY SYSTEM DEVICES | C01901202 | AORTOTOMY SYSTEMS | 5 | YES
C | CARDIOCIRCULATORY SYSTEM DEVICES | C019013 | ISOLATED TISSUE PERFUSION SYSTEMS (LOCOREGIONAL TUMOR THERAPY) | 4 | YES
C | CARDIOCIRCULATORY SYSTEM DEVICES | C019014 | CARDIAC VALVULOPLASTY CATHETERS | 4 | YES
C | CARDIOCIRCULATORY SYSTEM DEVICES | C019015 | CARDIAC TRANSSEPTAL PUNCTURE KITS | 4 | YES
C | CARDIOCIRCULATORY SYSTEM DEVICES | C019016 | PERITONEOVENOUS SHUNTS | 4 | YES
C | CARDIOCIRCULATORY SYSTEM DEVICES | C019017 | VALVULOTOMES, SINGLE-USE | 4 | YES
C | CARDIOCIRCULATORY SYSTEM DEVICES | C019018 | SURGICAL VENTRICULAR REMODELLING SYSTEMS | 4 | YES
C | CARDIOCIRCULATORY SYSTEM DEVICES | C019019 | SYSTEMS FOR VESSEL EXTRACTION AND VEIN CLOSURE | 4 | NO
C | CARDIOCIRCULATORY SYSTEM DEVICES | C01901901 | VEIN STRIPPER DEVICES | 5 | YES
C | CARDIOCIRCULATORY SYSTEM DEVICES | C01901903 | VESSEL HARVESTING SYSTEMS | 5 | YES
C | CARDIOCIRCULATORY SYSTEM DEVICES | C01901904 | ENDOVENOUS ABLATION DEVICES | 5 | NO
C | CARDIOCIRCULATORY SYSTEM DEVICES | C0190190401 | CATHETERS FOR RADIOFREQUENCY ENDOVENOUS ABLATION | 6 | YES
C | CARDIOCIRCULATORY SYSTEM DEVICES | C0190190402 | CATHETERS FOR LASER ENDOVENOUS ABLATION | 6 | YES
C | CARDIOCIRCULATORY SYSTEM DEVICES | C0190190403 | SYSTEMS FOR MECHANOCHEMICAL ENDOVENOUS ABLATION | 6 | YES
C | CARDIOCIRCULATORY SYSTEM DEVICES | C01901905 | ADHESIVE VEIN CLOSURE SYSTEMS | 5 | YES
C | CARDIOCIRCULATORY SYSTEM DEVICES | C01901999 | SYSTEMS FOR VESSEL EXTRACTION AND VEIN CLOSURE - OTHER | 5 | YES
C | CARDIOCIRCULATORY SYSTEM DEVICES | C019020 | SELECTIVE LOCAL HYPERTHERMIA KITS | 4 | YES
C | CARDIOCIRCULATORY SYSTEM DEVICES | C0199 | ARTERIO-VENOUS DEVICES - OTHER | 3 | YES
C | CARDIOCIRCULATORY SYSTEM DEVICES | C02 | ARRHYTHMOLOGY DEVICES | 2 | NO
C | CARDIOCIRCULATORY SYSTEM DEVICES | C0201 | CARDIAC ELECTROPHYSIOLOGY AND MAPPING DEVICES | 3 | NO
C | CARDIOCIRCULATORY SYSTEM DEVICES | C020101 | ARRHYTHMOLOGY BIPOLAR DIAGNOSTIC CATHETERS | 4 | YES
C | CARDIOCIRCULATORY SYSTEM DEVICES | C020102 | ARRHYTHMOLOGY TRIPOLAR DIAGNOSTIC CATHETERS | 4 | YES
C | CARDIOCIRCULATORY SYSTEM DEVICES | C020103 | ARRHYTHMOLOGY TETRAPOLAR DIAGNOSTIC CATHETERS | 4 | YES
C | CARDIOCIRCULATORY SYSTEM DEVICES | C020104 | ARRHYTHMOLOGY MULTIPOLAR DIAGNOSTIC CATHETERS | 4 | NO
C | CARDIOCIRCULATORY SYSTEM DEVICES | C02010401 | ARRHYTHMOLOGY MULTIPOLAR DIAGNOSTIC CATHETERS, CONVENTIONAL | 5 | YES
C | CARDIOCIRCULATORY SYSTEM DEVICES | C02010402 | ARRHYTHMOLOGY MULTIPOLAR DIAGNOSTIC CATHETERS, BASKET TYPE | 5 | YES
C | CARDIOCIRCULATORY SYSTEM DEVICES | C02010403 | ARRHYTHMOLOGY MULTIPOLAR DIAGNOSTIC CATHETERS, ADJUSTABLE | 5 | YES
C | CARDIOCIRCULATORY SYSTEM DEVICES | C02010499 | ARRHYTHMOLOGY MULTIPOLAR DIAGNOSTIC CATHETERS – OTHER | 5 | YES
C | CARDIOCIRCULATORY SYSTEM DEVICES | C020105 | NON-CONVENTIONAL MAPPING (CONTACT AND NON-CONTACT) THREE-DIMENSIONAL DIAGNOSTIC CATHETERS | 4 | YES
C | CARDIOCIRCULATORY SYSTEM DEVICES | C020180 | CARDIAC ELECTROPHYSIOLOGY AND MAPPING DEVICES - ACCESSORIES | 4 | YES
C | CARDIOCIRCULATORY SYSTEM DEVICES | C020199 | CARDIAC ELECTROPHYSIOLOGY AND MAPPING DEVICES - OTHER | 4 | YES
C | CARDIOCIRCULATORY SYSTEM DEVICES | C0202 | CARDIAC TEMPORARY STIMULATION DEVICES (WITH OR WITHOUT ACTIVE SUBSTANCES) | 3 | NO
C | CARDIOCIRCULATORY SYSTEM DEVICES | C020201 | TEMPORARY ENDOCARDIAL LEADS | 4 | YES
C | CARDIOCIRCULATORY SYSTEM DEVICES | C020202 | EPICARDIAL LEADS (MONOPOLAR AND BIPOLAR) | 4 | YES
C | CARDIOCIRCULATORY SYSTEM DEVICES | C020203 | TRANSOESOPHAGEAL RECORDING AND STIMULATION LEADS | 4 | YES
C | CARDIOCIRCULATORY SYSTEM DEVICES | C020280 | TEMPORARY CARDIAC ELECTRICAL STIMULATION DEVICES - ACCESSORIES | 4 | YES
C | CARDIOCIRCULATORY SYSTEM DEVICES | C020299 | CARDIAC TEMPORARY STIMULATION DEVICES (WITH OR WITHOUT ACTIVE SUBSTANCES) - OTHER | 4 | YES
C | CARDIOCIRCULATORY SYSTEM DEVICES | C0203 | CARDIAC TISSUE ABLATION DEVICES | 3 | NO
C | CARDIOCIRCULATORY SYSTEM DEVICES | C020301 | ARRHYTHMOGENIC FOCI RADIOFREQUENCY ABLATION CATHETERS | 4 | YES
C | CARDIOCIRCULATORY SYSTEM DEVICES | C020302 | ARRHYTHMOGENIC FOCI CRYOENERGY ABLATION CATHETERS | 4 | YES
C | CARDIOCIRCULATORY SYSTEM DEVICES | C020304 | ARRHYTHMOGENIC FOCI PULSED FIELD ABLATION CATHETERS | 4 | YES
C | CARDIOCIRCULATORY SYSTEM DEVICES | C020305 | ARRHYTHMOGENIC FOCI LASER ABLATION CATHETERS | 4 | YES
C | CARDIOCIRCULATORY SYSTEM DEVICES | C020380 | ABLATION OF ARRHYTHMOGENIC FOCUS DEVICES - ACCESSORIES | 4 | YES
C | CARDIOCIRCULATORY SYSTEM DEVICES | C020399 | CARDIAC TISSUE ABLATION DEVICES - OTHER | 4 | YES
C | CARDIOCIRCULATORY SYSTEM DEVICES | C0204 | EXTERNAL CARDIOVERSION AND DEFIBRILLATION DEVICES | 3 | NO
C | CARDIOCIRCULATORY SYSTEM DEVICES | C020401 | EXTERNAL CARDIOVERSION DEFIBRILLATOR ELECTRODE PADS | 4 | YES
C | CARDIOCIRCULATORY SYSTEM DEVICES | C020402 | TEMPORARY CARDIOVERSION LEADS | 4 | NO
C | CARDIOCIRCULATORY SYSTEM DEVICES | C02040201 | TEMPORARY ENDOCAVITARY CARDIOVERSION LEADS | 5 | YES
C | CARDIOCIRCULATORY SYSTEM DEVICES | C02040202 | TEMPORARY TRANSOESOPHAGEAL CARDIOVERSION LEADS | 5 | YES
C | CARDIOCIRCULATORY SYSTEM DEVICES | C02040299 | TEMPORARY CARDIOVERSION LEADS - OTHER | 5 | YES
C | CARDIOCIRCULATORY SYSTEM DEVICES | C020480 | CARDIOVERSION AND EXTERNAL DEFIBRILLATION DEVICES - ACCESSORIES | 4 | YES
C | CARDIOCIRCULATORY SYSTEM DEVICES | C020499 | EXTERNAL CARDIOVERSION AND DEFIBRILLATION DEVICES - OTHER | 4 | YES
C | CARDIOCIRCULATORY SYSTEM DEVICES | C0205 | CARDIAC DIAGNOSTIC DEVICES | 3 | NO
C | CARDIOCIRCULATORY SYSTEM DEVICES | C020501 | ECG ELECTRODES | 4 | YES
C | CARDIOCIRCULATORY SYSTEM DEVICES | C020599 | CARDIAC DIAGNOSTIC DEVICES - OTHER | 4 | YES
C | CARDIOCIRCULATORY SYSTEM DEVICES | C0280 | ARRYTHMOLOGY DEVICES - ACCESSORIES NOT INCLUDED IN OTHER CLASSES | 3 | YES
C | CARDIOCIRCULATORY SYSTEM DEVICES | C0299 | ARRHYTHMOLOGY DEVICES - OTHER | 3 | YES
C | CARDIOCIRCULATORY SYSTEM DEVICES | C03 | CARDIAC SURGERY AND HEART TRANSPLANT DEVICES | 2 | NO
C | CARDIOCIRCULATORY SYSTEM DEVICES | C0301 | EXTRACORPOREAL ASSISTED CIRCULATION DEVICES | 3 | NO
C | CARDIOCIRCULATORY SYSTEM DEVICES | C030101 | EXTRACORPOREAL CIRCULATION KITS | 4 | NO
C | CARDIOCIRCULATORY SYSTEM DEVICES | C03010101 | EXTRACORPOREAL CIRCULATION CIRCUITS | 5 | YES
C | CARDIOCIRCULATORY SYSTEM DEVICES | C03010102 | OXYGENATOR KITS | 5 | YES
C | CARDIOCIRCULATORY SYSTEM DEVICES | C03010104 | EXTRACORPOREAL CIRCULATION FILTERS | 5 | YES
C | CARDIOCIRCULATORY SYSTEM DEVICES | C03010199 | EXTRACORPOREAL CIRCULATION KITS - OTHER | 5 | YES
C | CARDIOCIRCULATORY SYSTEM DEVICES | C030102 | CARDIOPLEGIA SOLUTION ADMINISTRATION KITS | 4 | YES
C | CARDIOCIRCULATORY SYSTEM DEVICES | C030103 | CIRCULATORY SUPPORT KITS | 4 | NO
C | CARDIOCIRCULATORY SYSTEM DEVICES | C03010301 | CARDIOPULMONARY SUPPORT KITS (C.P.S. AND ECMO) | 5 | YES
C | CARDIOCIRCULATORY SYSTEM DEVICES | C03010399 | CIRCULATORY SUPPORT KITS - OTHER | 5 | YES
C | CARDIOCIRCULATORY SYSTEM DEVICES | C030104 | EXTRACORPOREAL CIRCULATION CANNULAS | 4 | NO
C | CARDIOCIRCULATORY SYSTEM DEVICES | C03010401 | EXTRACORPOREAL CIRCULATION ARTERIAL CANNULAS | 5 | NO
C | CARDIOCIRCULATORY SYSTEM DEVICES | C0301040101 | EXTRACORPOREAL CIRCULATION ARTERIAL CANNULAS, W/O FILTER | 6 | YES
C | CARDIOCIRCULATORY SYSTEM DEVICES | C0301040102 | EXTRACORPOREAL CIRCULATION ARTERIAL CANNULAS, WITH FILTER | 6 | YES
C | CARDIOCIRCULATORY SYSTEM DEVICES | C03010402 | EXTRACORPOREAL CIRCULATION VENOUS CANNULAS | 5 | NO
C | CARDIOCIRCULATORY SYSTEM DEVICES | C0301040201 | ATRIOCAVAL CANNULAS | 6 | YES
C | CARDIOCIRCULATORY SYSTEM DEVICES | C0301040202 | BICAVAL CANNULAS | 6 | YES
C | CARDIOCIRCULATORY SYSTEM DEVICES | C03010403 | INTRACAVITARY SUCTION CANNULAS | 5 | YES
C | CARDIOCIRCULATORY SYSTEM DEVICES | C03010404 | CARDIOPLEGIA CANNULAS | 5 | NO
C | CARDIOCIRCULATORY SYSTEM DEVICES | C0301040401 | EXTRACORPOREAL CIRCULATION NON-SELECTIVE PERFUSION CANNULAS (WITH AORTIC VENTING LUMEN) | 6 | YES
C | CARDIOCIRCULATORY SYSTEM DEVICES | C0301040402 | SELECTIVE CORONARY ARTERIES PERFUSION CANNULAS | 6 | YES
C | CARDIOCIRCULATORY SYSTEM DEVICES | C0301040499 | CARDIOPLEGIA CANNULAS - OTHER | 6 | YES
C | CARDIOCIRCULATORY SYSTEM DEVICES | C03010405 | SELECTIVE CAROTID ARTERY AND CORONARY SINUS PERFUSION CANNULAS | 5 | YES
C | CARDIOCIRCULATORY SYSTEM DEVICES | C03010406 | PERCUTANEOUS ARTERIOVENOUS CANNULAS (WITH ENDOCLAMP AND CARDIOPLEGIA VENTING LUMEN) | 5 | YES
C | CARDIOCIRCULATORY SYSTEM DEVICES | C03010499 | EXTRACORPOREAL CIRCULATION CANNULAS - OTHER | 5 | YES
C | CARDIOCIRCULATORY SYSTEM DEVICES | C030180 | EXTRACORPOREAL AND ASSISTED CIRCULATION DEVICES - ACCESSORIES | 4 | YES
C | CARDIOCIRCULATORY SYSTEM DEVICES | C030199 | EXTRACORPOREAL AND ASSISTED CIRCULATION DEVICES - OTHER | 4 | YES
C | CARDIOCIRCULATORY SYSTEM DEVICES | C0380 | HEART SURGERY AND ORGAN TRANSPLANTATION DEVICES - ACCESSORIES NOT INCLUDED IN OTHER CLASSES | 3 | YES
C | CARDIOCIRCULATORY SYSTEM DEVICES | C0390 | CARDIAC SURGERY AND HEART TRANSPLANT DEVICES - VARIOUS | 3 | NO
C | CARDIOCIRCULATORY SYSTEM DEVICES | C039001 | MINIMALLY INVASIVE ACCESS CARDIAC SURGERY SYSTEMS | 4 | NO
C | CARDIOCIRCULATORY SYSTEM DEVICES | C03900101 | DIRECT VISION MINIMALLY INVASIVE CARDIAC ACCESS KITS | 5 | YES
C | CARDIOCIRCULATORY SYSTEM DEVICES | C03900102 | MINI-INVASIVE VIDEO-ASSISTED CARDIO-SURGICAL ACCESS KITS (WITH EXTERNAL MONITOR) | 5 | YES
C | CARDIOCIRCULATORY SYSTEM DEVICES | C039002 | BEATING HEART CARDIOSURGERY DEVICES | 4 | NO
C | CARDIOCIRCULATORY SYSTEM DEVICES | C03900201 | EPI-MYOCARDIAL STABILISATION KITS | 5 | YES
C | CARDIOCIRCULATORY SYSTEM DEVICES | C03900202 | INTRACORONARY SHUNTS | 5 | YES
C | CARDIOCIRCULATORY SYSTEM DEVICES | C03900203 | GAS-JET CARDIAC SURGERY FIELD CLEANSING KITS (BLOWER) | 5 | YES
C | CARDIOCIRCULATORY SYSTEM DEVICES | C03900299 | BEATING HEART CARDIOSURGERY DEVICES - OTHER | 5 | YES
C | CARDIOCIRCULATORY SYSTEM DEVICES | C0399 | CARDIOSURGERY AND ORGAN TRANSPLANTATION DEVICES - OTHER | 3 | YES
C | CARDIOCIRCULATORY SYSTEM DEVICES | C04 | CARDIOVASCULAR GUIDEWIRES | 2 | NO
C | CARDIOCIRCULATORY SYSTEM DEVICES | C0401 | CORONARY ARTERY GUIDEWIRES | 3 | NO
C | CARDIOCIRCULATORY SYSTEM DEVICES | C040101 | CORONARY ARTERY DIAGNOSTIC GUIDEWIRES | 4 | NO
C | CARDIOCIRCULATORY SYSTEM DEVICES | C04010101 | CORONARY ARTERY DIAGNOSTIC GUIDEWIRES, HYDROPHILIC | 5 | YES
C | CARDIOCIRCULATORY SYSTEM DEVICES | C04010102 | CORONARY ARTERY DIAGNOSTIC GUIDEWIRES, NON-HYDROPHILIC | 5 | YES
C | CARDIOCIRCULATORY SYSTEM DEVICES | C04010199 | CORONARY ARTERY DIAGNOSTIC GUIDEWIRES - OTHER | 5 | YES
C | CARDIOCIRCULATORY SYSTEM DEVICES | C040102 | CORONARY ARTERY THERAPEUTIC GUIDEWIRES | 4 | NO
C | CARDIOCIRCULATORY SYSTEM DEVICES | C04010201 | CORONARY ARTERY THERAPEUTIC GUIDEWIRES, HYDROPHILIC | 5 | YES
C | CARDIOCIRCULATORY SYSTEM DEVICES | C04010202 | CORONARY ARTERY THERAPEUTIC GUIDEWIRES, NON-HYDROPHILIC | 5 | YES
C | CARDIOCIRCULATORY SYSTEM DEVICES | C04010299 | CORONARY ARTERY THERAPEUTIC GUIDEWIRES - OTHER | 5 | YES
C | CARDIOCIRCULATORY SYSTEM DEVICES | C0402 | PERIPHERAL VASCULAR GUIDEWIRES | 3 | NO
C | CARDIOCIRCULATORY SYSTEM DEVICES | C040201 | PERIPHERAL VASCULAR DIAGNOSTIC GUIDEWIRES | 4 | NO
C | CARDIOCIRCULATORY SYSTEM DEVICES | C04020101 | PERIPHERAL VASCULAR DIAGNOSTIC GUIDEWIRES, HYDROPHILIC | 5 | YES
C | CARDIOCIRCULATORY SYSTEM DEVICES | C04020102 | PERIPHERAL VASCULAR DIAGNOSTIC GUIDEWIRES, NON-HYDROPHILIC | 5 | YES
C | CARDIOCIRCULATORY SYSTEM DEVICES | C04020199 | PERIPHERAL VASCULAR DIAGNOSTIC GUIDEWIRES- OTHER | 5 | YES
C | CARDIOCIRCULATORY SYSTEM DEVICES | C040202 | PERIPHERAL VASCULAR THERAPEUTIC GUIDEWIRES | 4 | NO
C | CARDIOCIRCULATORY SYSTEM DEVICES | C04020201 | PERIPHERAL VASCULAR THERAPEUTIC GUIDEWIRES, HYDROPHILIC | 5 | YES
C | CARDIOCIRCULATORY SYSTEM DEVICES | C04020202 | PERIPHERAL VASCULAR THERAPEUTIC GUIDEWIRES, NON-HYDROPHILIC | 5 | YES
C | CARDIOCIRCULATORY SYSTEM DEVICES | C04020299 | PERIPHERAL VASCULAR GUIDEWIRES, THERAPEUTICAL - OTHER | 5 | YES
C | CARDIOCIRCULATORY SYSTEM DEVICES | C0403 | CORONARY AND PERIPHERAL VASCULAR GUIDE WIRES | 3 | NO
C | CARDIOCIRCULATORY SYSTEM DEVICES | C040301 | DIAGNOSTIC CORONARY AND PERIPHERAL VASCULAR GUIDE WIRES | 4 | NO
C | CARDIOCIRCULATORY SYSTEM DEVICES | C04030101 | DIAGNOSTIC CORONARY AND PERIPHERAL VASCULAR GUIDE WIRES, HYDROPHILIC | 5 | YES
C | CARDIOCIRCULATORY SYSTEM DEVICES | C04030102 | DIAGNOSTIC CORONARY AND PERIPHERAL VASCULAR GUIDE WIRES, NON-HYDROPHILIC | 5 | YES
C | CARDIOCIRCULATORY SYSTEM DEVICES | C04030199 | DIAGNOSTIC CORONARY AND PERIPHERAL VASCULAR GUIDE WIRES - OTHER | 5 | YES
C | CARDIOCIRCULATORY SYSTEM DEVICES | C040302 | INTERVENTIONAL CORONARY AND PERIPHERAL VASCULAR GUIDE WIRES | 4 | NO
C | CARDIOCIRCULATORY SYSTEM DEVICES | C04030201 | INTERVENTIONAL CORONARY AND PERIPHERAL VASCULAR GUIDE WIRES, HYDROPHILIC | 5 | YES
C | CARDIOCIRCULATORY SYSTEM DEVICES | C04030202 | INTERVENTIONAL CORONARY AND PERIPHERAL VASCULAR GUIDE WIRES, NON-HYDROPHILIC | 5 | YES
C | CARDIOCIRCULATORY SYSTEM DEVICES | C04030299 | INTERVENTIONAL CORONARY AND PERIPHERAL VASCULAR GUIDE WIRES - OTHER | 5 | YES
C | CARDIOCIRCULATORY SYSTEM DEVICES | C0404 | NEUROVASCULAR GUIDEWIRES | 3 | NO
C | CARDIOCIRCULATORY SYSTEM DEVICES | C040401 | NEUROVASCULAR DIAGNOSTIC GUIDEWIRES | 4 | NO
C | CARDIOCIRCULATORY SYSTEM DEVICES | C04040101 | NEUROVASCULAR DIAGNOSTIC GUIDEWIRES, HYDROPHILIC | 5 | YES
C | CARDIOCIRCULATORY SYSTEM DEVICES | C04040102 | NEUROVASCULAR DIAGNOSTIC GUIDEWIRES, NON-HYDROPHILIC | 5 | YES
C | CARDIOCIRCULATORY SYSTEM DEVICES | C04040199 | NEUROVASCULAR DIAGNOSTIC GUIDEWIRES - OTHER | 5 | YES
C | CARDIOCIRCULATORY SYSTEM DEVICES | C040402 | NEUROVASCULAR THERAPEUTIC GUIDEWIRES | 4 | NO
C | CARDIOCIRCULATORY SYSTEM DEVICES | C04040201 | NEUROVASCULAR THERAPEUTIC GUIDEWIRES, HYDROPHILIC | 5 | YES
C | CARDIOCIRCULATORY SYSTEM DEVICES | C04040202 | NEUROVASCULAR THERAPEUTIC GUIDEWIRES, NON-HYDROPHILIC | 5 | YES
C | CARDIOCIRCULATORY SYSTEM DEVICES | C04040299 | NEUROVASCULAR THERAPEUTIC GUIDEWIRES - OTHER | 5 | YES
C | CARDIOCIRCULATORY SYSTEM DEVICES | C0480 | CARDIOVASCULAR GUIDEWIRES - ACCESSORIES | 3 | YES
C | CARDIOCIRCULATORY SYSTEM DEVICES | C0499 | CARDIOVASCULAR GUIDEWIRES - OTHER | 3 | YES
C | CARDIOCIRCULATORY SYSTEM DEVICES | C05 | CARDIOVASCULAR INTRODUCER SHEATHS | 2 | NO
C | CARDIOCIRCULATORY SYSTEM DEVICES | C0501 | CARDIOVASCULAR INTRODUCER SHEATHS, NON-VALVED | 3 | YES
C | CARDIOCIRCULATORY SYSTEM DEVICES | C0502 | CARDIOVASCULAR INTRODUCER SHEATHS, VALVED | 3 | YES
C | CARDIOCIRCULATORY SYSTEM DEVICES | C0503 | CARDIOVASCULAR INTRODUCER SHEATHS, PEEL-AWAY | 3 | YES
C | CARDIOCIRCULATORY SYSTEM DEVICES | C0504 | ARTERIAL INTRODUCTION SETS | 3 | YES
C | CARDIOCIRCULATORY SYSTEM DEVICES | C0580 | CARDIOVASCULAR INTRODUCER SHEATHS - ACCESSORIES | 3 | NO
C | CARDIOCIRCULATORY SYSTEM DEVICES | C058001 | ADAPTERS AND CONNECTORS FOR CARDIOVASCULAR INTRODUCERS | 4 | YES
C | CARDIOCIRCULATORY SYSTEM DEVICES | C058099 | CARDIOCIRCULATORY SYSTEM INTRODUCERS - ACCESSORIES NOT INCLUDED IN OTHER CLASSES | 4 | YES
C | CARDIOCIRCULATORY SYSTEM DEVICES | C0599 | CARDIOVASCULAR INTRODUCER SHEATHS - OTHER | 3 | YES
C | CARDIOCIRCULATORY SYSTEM DEVICES | C06 | CARDIOVASCULAR SURGERY INSTRUMENTS, SINGLE-USE | 2 | NO
C | CARDIOCIRCULATORY SYSTEM DEVICES | C0601 | CARDIOVASCULAR SURGERY INSTRUMENT KITS NOT INCLUDED IN OTHER CLASSES, SINGLE-USE | 3 | YES
C | CARDIOCIRCULATORY SYSTEM DEVICES | C0602 | CARDIOVASCULAR SURGERY DILATORS, SINGLE-USE | 3 | YES
C | CARDIOCIRCULATORY SYSTEM DEVICES | C0603 | CARDIOVASCULAR SURGERY FORCEPS, SINGLE-USE | 3 | YES
C | CARDIOCIRCULATORY SYSTEM DEVICES | C0699 | CARDIOVASCULAR SURGERY INSTRUMENTS, SINGLE-USE - OTHER | 3 | YES
C | CARDIOCIRCULATORY SYSTEM DEVICES | C90 | CARDIOCIRCULATORY DEVICES - VARIOUS | 2 | NO
C | CARDIOCIRCULATORY SYSTEM DEVICES | C9001 | HAEMOSTASIS VALVES AND SYSTEMS | 3 | NO
C | CARDIOCIRCULATORY SYSTEM DEVICES | C900101 | HAEMOSTASIS VALVES | 4 | YES
C | CARDIOCIRCULATORY SYSTEM DEVICES | C900102 | HAEMOSTASIS ADAPTORS | 4 | YES
C | CARDIOCIRCULATORY SYSTEM DEVICES | C900103 | PERCUTANEOUS ARTERIAL ACCESS HAEMOSTASIS SYSTEMS | 4 | NO
C | CARDIOCIRCULATORY SYSTEM DEVICES | C90010301 | HAEMOSTASIS MECHANICAL SYSTEMS (INCLUDING SINGLE-USE TOURNIQUETS) | 5 | YES
C | CARDIOCIRCULATORY SYSTEM DEVICES | C90010302 | COLLAGEN-BASED HAEMOSTASIS SYSTEMS | 5 | YES
C | CARDIOCIRCULATORY SYSTEM DEVICES | C90010303 | HAEMOSTASIS SYSTEMS WITH SUTURE OR CLIP SYSTEMS | 5 | YES
C | CARDIOCIRCULATORY SYSTEM DEVICES | C90010399 | PERCUTANEOUS ARTERIAL ACCESS HAEMOSTASIS SYSTEMS - OTHER | 5 | YES
C | CARDIOCIRCULATORY SYSTEM DEVICES | C900180 | HAEMOSTASIS SYSTEMS - ACCESSORIES | 4 | YES
C | CARDIOCIRCULATORY SYSTEM DEVICES | C900199 | HAEMOSTASIS SYSTEMS - OTHER | 4 | YES
C | CARDIOCIRCULATORY SYSTEM DEVICES | C9002 | VASCULAR AND FASCIAL DILATORS | 3 | YES
C | CARDIOCIRCULATORY SYSTEM DEVICES | C9003 | CARDIOVASCULAR SENSORS | 3 | NO
C | CARDIOCIRCULATORY SYSTEM DEVICES | C900301 | PULSE OXIMETER SENSORS | 4 | YES
C | CARDIOCIRCULATORY SYSTEM DEVICES | C900399 | CARDIOVASCULAR SENSORS - OTHER | 4 | YES
C | CARDIOCIRCULATORY SYSTEM DEVICES | C9005 | PHONENDOSCOPES AND STETHOSCOPES | 3 | YES
C | CARDIOCIRCULATORY SYSTEM DEVICES | C9006 | ANEROID SPHYGMOMANOMETERS | 3 | YES
C | CARDIOCIRCULATORY SYSTEM DEVICES | C9080 | CARDIOCIRCULATORY SYSTEM DEVICES - ACCESSORIES NOT INCLUDED IN OTHER CLASSES | 3 | YES
C | CARDIOCIRCULATORY SYSTEM DEVICES | C99 | CARDIOCIRCULATORY DEVICES - OTHER | 2 | YES
D | DISINFECTANTS, ANTISEPTICS, STERILISING AGENTS AND DETERGENTS FOR MEDICAL DEVICES | D | DISINFECTANTS, ANTISEPTICS, STERILISING AGENTS AND DETERGENTS FOR MEDICAL DEVICES | 1 | NO
D | DISINFECTANTS, ANTISEPTICS, STERILISING AGENTS AND DETERGENTS FOR MEDICAL DEVICES | D01 | ALDEHYDES FOR THE DISINFECTION OF MEDICAL DEVICES | 2 | NO
D | DISINFECTANTS, ANTISEPTICS, STERILISING AGENTS AND DETERGENTS FOR MEDICAL DEVICES | D0101 | GLUTARALDEHYDE AND ASSOCIATES FOR THE DISINFECTION OF MEDICAL DEVICES | 3 | NO
D | DISINFECTANTS, ANTISEPTICS, STERILISING AGENTS AND DETERGENTS FOR MEDICAL DEVICES | D010101 | GLUTARALDEHYDE FOR THE DISINFECTION OF MEDICAL DEVICES | 4 | NO
D | DISINFECTANTS, ANTISEPTICS, STERILISING AGENTS AND DETERGENTS FOR MEDICAL DEVICES | D01010101 | GLUTARALDEHYDE, BASIC SOLUTION FOR THE DISINFECTION OF MEDICAL DEVICES | 5 | YES
D | DISINFECTANTS, ANTISEPTICS, STERILISING AGENTS AND DETERGENTS FOR MEDICAL DEVICES | D01010102 | GLUTARALDEHYDE, ACIDIC SOLUTION FOR THE DISINFECTION OF MEDICAL DEVICES | 5 | YES
D | DISINFECTANTS, ANTISEPTICS, STERILISING AGENTS AND DETERGENTS FOR MEDICAL DEVICES | D01010103 | GLUTARALDEHYDE, NEUTRAL SOLUTION FOR THE DISINFECTION OF MEDICAL DEVICES | 5 | YES
D | DISINFECTANTS, ANTISEPTICS, STERILISING AGENTS AND DETERGENTS FOR MEDICAL DEVICES | D010102 | GLUTARALDEHYDE AND POLYPHENOLS FOR THE DISINFECTION OF MEDICAL DEVICES | 4 | NO
D | DISINFECTANTS, ANTISEPTICS, STERILISING AGENTS AND DETERGENTS FOR MEDICAL DEVICES | D01010201 | GLUTARALDEHYDE AND POLYPHENOLS, SOLUTION FOR THE DISINFECTION OF MEDICAL DEVICES | 5 | YES
D | DISINFECTANTS, ANTISEPTICS, STERILISING AGENTS AND DETERGENTS FOR MEDICAL DEVICES | D010103 | ORTHOPHTALALDEHYDE FOR THE DISINFECTION OF MEDICAL DEVICES | 4 | YES
D | DISINFECTANTS, ANTISEPTICS, STERILISING AGENTS AND DETERGENTS FOR MEDICAL DEVICES | D010199 | ASSOCIATED GLUTARALDEHYDE FOR THE DISINFECTION OF MEDICAL DEVICES - OTHER | 4 | YES
D | DISINFECTANTS, ANTISEPTICS, STERILISING AGENTS AND DETERGENTS FOR MEDICAL DEVICES | D0199 | ALDEHYDES FOR THE DISINFECTION OF MEDICAL DEVICES - OTHER | 3 | YES
D | DISINFECTANTS, ANTISEPTICS, STERILISING AGENTS AND DETERGENTS FOR MEDICAL DEVICES | D02 | BIGUANIDES FOR THE DISINFECTION OF MEDICAL DEVICES | 2 | NO
D | DISINFECTANTS, ANTISEPTICS, STERILISING AGENTS AND DETERGENTS FOR MEDICAL DEVICES | D0201 | CHLORHEXIDINE AND ASSOCIATES FOR THE DISINFECTION OF MEDICAL DEVICES | 3 | NO
D | DISINFECTANTS, ANTISEPTICS, STERILISING AGENTS AND DETERGENTS FOR MEDICAL DEVICES | D020101 | CHLORHEXIDINE FOR THE DISINFECTION OF MEDICAL DEVICES | 4 | NO
D | DISINFECTANTS, ANTISEPTICS, STERILISING AGENTS AND DETERGENTS FOR MEDICAL DEVICES | D02010101 | CHLORHEXIDINE, AQUEOUS SOLUTION FOR THE DISINFECTION OF MEDICAL DEVICES | 5 | YES
D | DISINFECTANTS, ANTISEPTICS, STERILISING AGENTS AND DETERGENTS FOR MEDICAL DEVICES | D02010102 | CHLORHEXIDINE, HYDROALCOHOLIC SOLUTION FOR THE DISINFECTION OF MEDICAL DEVICES | 5 | YES
D | DISINFECTANTS, ANTISEPTICS, STERILISING AGENTS AND DETERGENTS FOR MEDICAL DEVICES | D02010199 | CHLORHEXIDINE FOR THE DISINFECTION OF MEDICAL DEVICES - OTHER | 5 | YES
D | DISINFECTANTS, ANTISEPTICS, STERILISING AGENTS AND DETERGENTS FOR MEDICAL DEVICES | D020102 | CHLORHEXIDINE WITH DETERGENT FOR THE DISINFECTION OF MEDICAL DEVICES | 4 | YES
D | DISINFECTANTS, ANTISEPTICS, STERILISING AGENTS AND DETERGENTS FOR MEDICAL DEVICES | D020199 | CHLORHEXIDINE IN ASSOCIATION FOR THE DISINFECTION OF MEDICAL DEVICES - OTHER | 4 | YES
D | DISINFECTANTS, ANTISEPTICS, STERILISING AGENTS AND DETERGENTS FOR MEDICAL DEVICES | D0299 | BIGUANIDES FOR THE DISINFECTION OF MEDICAL DEVICES - OTHER | 3 | YES
D | DISINFECTANTS, ANTISEPTICS, STERILISING AGENTS AND DETERGENTS FOR MEDICAL DEVICES | D03 | CHLORINE DERIVATIVES FOR THE DISINFECTION OF MEDICAL DEVICES | 2 | NO
D | DISINFECTANTS, ANTISEPTICS, STERILISING AGENTS AND DETERGENTS FOR MEDICAL DEVICES | D0301 | HYPOCHLORITES AND ASSOCIATES FOR THE DISINFECTION OF MEDICAL DEVICES | 3 | NO
D | DISINFECTANTS, ANTISEPTICS, STERILISING AGENTS AND DETERGENTS FOR MEDICAL DEVICES | D030101 | HYPOCHLORITE FOR THE DISINFECTION OF MEDICAL DEVICES | 4 | NO
D | DISINFECTANTS, ANTISEPTICS, STERILISING AGENTS AND DETERGENTS FOR MEDICAL DEVICES | D03010101 | HYPOCHLORITE, AQUEOUS SOLUTION FOR THE DISINFECTION OF MEDICAL DEVICES | 5 | YES
D | DISINFECTANTS, ANTISEPTICS, STERILISING AGENTS AND DETERGENTS FOR MEDICAL DEVICES | D03010102 | HYPOCHLORITE, HYDROALCOHOLIC SOLUTION FOR THE DISINFECTION OF MEDICAL DEVICES | 5 | YES
D | DISINFECTANTS, ANTISEPTICS, STERILISING AGENTS AND DETERGENTS FOR MEDICAL DEVICES | D03010199 | HYPOCHLORITE FOR THE DISINFECTION OF MEDICAL DEVICES - OTHER | 5 | YES
D | DISINFECTANTS, ANTISEPTICS, STERILISING AGENTS AND DETERGENTS FOR MEDICAL DEVICES | D030102 | HYPOCHLORITE WITH DETERGENT FOR THE DISINFECTION OF MEDICAL DEVICES | 4 | YES
D | DISINFECTANTS, ANTISEPTICS, STERILISING AGENTS AND DETERGENTS FOR MEDICAL DEVICES | D030103 | HYPOCHLORITE WITH DISINCRUSTANTS FOR THE DISINFECTION OF MEDICAL DEVICES | 4 | YES
D | DISINFECTANTS, ANTISEPTICS, STERILISING AGENTS AND DETERGENTS FOR MEDICAL DEVICES | D030199 | ASSOCIATED HYPOCHLORITES FOR THE DISINFECTION OF MEDICAL DEVICES - OTHER | 4 | YES
D | DISINFECTANTS, ANTISEPTICS, STERILISING AGENTS AND DETERGENTS FOR MEDICAL DEVICES | D0302 | DICHLOROISOCYANURATES FOR THE DISINFECTION OF MEDICAL DEVICES | 3 | YES
D | DISINFECTANTS, ANTISEPTICS, STERILISING AGENTS AND DETERGENTS FOR MEDICAL DEVICES | D0303 | SODIUM CHLORITES AND ASSOCIATES FOR THE DISINFECTION OF MEDICAL DEVICES | 3 | NO
D | DISINFECTANTS, ANTISEPTICS, STERILISING AGENTS AND DETERGENTS FOR MEDICAL DEVICES | D030301 | SODIUM CHLORITE AND LACTIC ACID FOR THE DISINFECTION OF MEDICAL DEVICES | 4 | YES
D | DISINFECTANTS, ANTISEPTICS, STERILISING AGENTS AND DETERGENTS FOR MEDICAL DEVICES | D030302 | SODIUM CHLORITE FOR THE DISINFECTION OF MEDICAL DEVICES | 4 | YES
D | DISINFECTANTS, ANTISEPTICS, STERILISING AGENTS AND DETERGENTS FOR MEDICAL DEVICES | D030399 | ASSOCIATED SODIUM CHLORITES FOR THE DISINFECTION OF MEDICAL DEVICES - OTHER | 4 | YES
D | DISINFECTANTS, ANTISEPTICS, STERILISING AGENTS AND DETERGENTS FOR MEDICAL DEVICES | D0399 | CHLORINE DERIVATIVES FOR THE DISINFECTION OF MEDICAL DEVICES - OTHER | 3 | YES
D | DISINFECTANTS, ANTISEPTICS, STERILISING AGENTS AND DETERGENTS FOR MEDICAL DEVICES | D05 | OXYGEN PRODUCERS FOR DISINFECTION OF MEDICAL DEVICES | 2 | NO
D | DISINFECTANTS, ANTISEPTICS, STERILISING AGENTS AND DETERGENTS FOR MEDICAL DEVICES | D0501 | PERACETIC ACID AND ASSOCIATES FOR THE DISINFECTION OF MEDICAL DEVICES | 3 | NO
D | DISINFECTANTS, ANTISEPTICS, STERILISING AGENTS AND DETERGENTS FOR MEDICAL DEVICES | D050101 | PERACETIC AND ACETIC ACID WITH HYDROGEN PEROXIDE FOR THE DISINFECTION OF MEDICAL DEVICES | 4 | YES
D | DISINFECTANTS, ANTISEPTICS, STERILISING AGENTS AND DETERGENTS FOR MEDICAL DEVICES | D050102 | PERACETIC ACID AND ADAMANTAN DERIVATIVES FOR THE DISINFECTION OF MEDICAL DEVICES | 4 | YES
D | DISINFECTANTS, ANTISEPTICS, STERILISING AGENTS AND DETERGENTS FOR MEDICAL DEVICES | D050103 | PERACETIC ACID FOR THE DISINFECTION OF MEDICAL DEVICES | 4 | YES
D | DISINFECTANTS, ANTISEPTICS, STERILISING AGENTS AND DETERGENTS FOR MEDICAL DEVICES | D050199 | ASSOCIATED PERACETIC ACID FOR THE DISINFECTION OF MEDICAL DEVICES - OTHER | 4 | YES
D | DISINFECTANTS, ANTISEPTICS, STERILISING AGENTS AND DETERGENTS FOR MEDICAL DEVICES | D0502 | HYDROGEN PEROXIDE FOR DISINFECTION OF MEDICAL DEVICES | 3 | YES
D | DISINFECTANTS, ANTISEPTICS, STERILISING AGENTS AND DETERGENTS FOR MEDICAL DEVICES | D0599 | OXYGEN PRODUCERS FOR DISINFECTION OF MEDICAL DEVICES - OTHER | 3 | YES
D | DISINFECTANTS, ANTISEPTICS, STERILISING AGENTS AND DETERGENTS FOR MEDICAL DEVICES | D06 | PHENOLS FOR DISINFECTION OF MEDICAL DEVICES | 2 | NO
D | DISINFECTANTS, ANTISEPTICS, STERILISING AGENTS AND DETERGENTS FOR MEDICAL DEVICES | D0601 | POLYPHENOLS AND ASSOCIATES FOR THE DISINFECTION OF MEDICAL DEVICES | 3 | NO
D | DISINFECTANTS, ANTISEPTICS, STERILISING AGENTS AND DETERGENTS FOR MEDICAL DEVICES | D060101 | POLYPHENOLS | 4 | NO
D | DISINFECTANTS, ANTISEPTICS, STERILISING AGENTS AND DETERGENTS FOR MEDICAL DEVICES | D06010101 | POLYPHENOLS, AQUEOUS SOLUTION FOR THE DISINFECTION OF MEDICAL DEVICES | 5 | YES
D | DISINFECTANTS, ANTISEPTICS, STERILISING AGENTS AND DETERGENTS FOR MEDICAL DEVICES | D06010199 | POLYPHENOLS FOR THE DISINFECTION OF MEDICAL DEVICES - OTHER | 5 | YES
D | DISINFECTANTS, ANTISEPTICS, STERILISING AGENTS AND DETERGENTS FOR MEDICAL DEVICES | D060102 | POLYPHENOLS WITH DETERGENTS FOR THE DISINFECTION OF MEDICAL DEVICES | 4 | YES
D | DISINFECTANTS, ANTISEPTICS, STERILISING AGENTS AND DETERGENTS FOR MEDICAL DEVICES | D060199 | ASSOCIATED POLYPHENOLS FOR THE DISINFECTION OF MEDICAL DEVICES - OTHER | 4 | YES
D | DISINFECTANTS, ANTISEPTICS, STERILISING AGENTS AND DETERGENTS FOR MEDICAL DEVICES | D0699 | PHENOLS FOR THE DISINFECTION OF MEDICAL DEVICES - OTHER | 3 | YES
D | DISINFECTANTS, ANTISEPTICS, STERILISING AGENTS AND DETERGENTS FOR MEDICAL DEVICES | D07 | ALCOHOLS FOR THE DISINFECTION OF MEDICAL DEVICES | 2 | NO
D | DISINFECTANTS, ANTISEPTICS, STERILISING AGENTS AND DETERGENTS FOR MEDICAL DEVICES | D0701 | ETHANOL FOR THE DISINFECTION OF MEDICAL DEVICES | 3 | YES
D | DISINFECTANTS, ANTISEPTICS, STERILISING AGENTS AND DETERGENTS FOR MEDICAL DEVICES | D0702 | ISOPROPYL ALCOHOL FOR THE DISINFECTION OF MEDICAL DEVICES | 3 | YES
D | DISINFECTANTS, ANTISEPTICS, STERILISING AGENTS AND DETERGENTS FOR MEDICAL DEVICES | D0799 | ALCOHOLS FOR THE DISINFECTION OF MEDICAL DEVICES - OTHER | 3 | YES
D | DISINFECTANTS, ANTISEPTICS, STERILISING AGENTS AND DETERGENTS FOR MEDICAL DEVICES | D08 | DETERGENTS FOR MEDICAL DEVICES | 2 | NO
D | DISINFECTANTS, ANTISEPTICS, STERILISING AGENTS AND DETERGENTS FOR MEDICAL DEVICES | D0801 | ENZYMATIC DETERGENTS FOR MEDICAL DEVICES | 3 | YES
D | DISINFECTANTS, ANTISEPTICS, STERILISING AGENTS AND DETERGENTS FOR MEDICAL DEVICES | D0899 | DETERGENTS FOR MEDICAL DEVICES - OTHER | 3 | YES
D | DISINFECTANTS, ANTISEPTICS, STERILISING AGENTS AND DETERGENTS FOR MEDICAL DEVICES | D09 | AMMONIUM SALTS AND ASSOCIATES FOR THE DISINFECTION OF MEDICAL DEVICES | 2 | NO
D | DISINFECTANTS, ANTISEPTICS, STERILISING AGENTS AND DETERGENTS FOR MEDICAL DEVICES | D0901 | AMMONIUM SALTS FOR THE DISINFECTION OF MEDICAL DEVICES | 3 | YES
D | DISINFECTANTS, ANTISEPTICS, STERILISING AGENTS AND DETERGENTS FOR MEDICAL DEVICES | D0902 | ASSOCIATED AMMONIUM SALTS FOR THE DISINFECTION OF MEDICAL DEVICES | 3 | YES
D | DISINFECTANTS, ANTISEPTICS, STERILISING AGENTS AND DETERGENTS FOR MEDICAL DEVICES | D99 | DISINFECTANTS, ANTISEPTICS, STERILISING AGENTS AND DETERGENTS FOR MEDICAL DEVICES - OTHER | 2 | YES
F | DIALYSIS DEVICES | F | DIALYSIS DEVICES | 1 | NO
F | DIALYSIS DEVICES | F01 | DIALYSIS FILTERS | 2 | NO
F | DIALYSIS DEVICES | F0106 | HAEMODIALYSIS, HAEMOFILTRATION, HAEMODIAFILTRATION FILTERS | 3 | NO
F | DIALYSIS DEVICES | F010601 | DIALYSERS - UFC < 18 ml/h/mmHg | 4 | NO
F | DIALYSIS DEVICES | F01060101 | DIALYSERS - UFC < 18 ml/h/mmHg, CELLULOSE MEMBRANES | 5 | YES
F | DIALYSIS DEVICES | F01060102 | DIALYSERS - UFC < 18 ml/h/mmHg, SUBSTITUTED CELLULOSE MEMBRANES | 5 | YES
F | DIALYSIS DEVICES | F01060103 | DIALYSERS - UFC < 18 ml/h/mmHg, SYNTHETIC MEMBRANES | 5 | YES
F | DIALYSIS DEVICES | F01060199 | DIALYSERS - UFC < 18 ml/h/mmHg - OTHER | 5 | YES
F | DIALYSIS DEVICES | F010602 | DIALYSERS - UFC = 18 - 35 ml/h/mmHg | 4 | NO
F | DIALYSIS DEVICES | F01060201 | DIALYSERS - UFC = 18 - 35 ml/h/mmHg, CELLULOSE MEMBRANES | 5 | YES
F | DIALYSIS DEVICES | F01060202 | DIALYSERS - UFC = 18 - 35 ml/h/mmHg, SUBSTITUTED CELLULOSE MEMBRANES | 5 | YES
F | DIALYSIS DEVICES | F01060203 | DIALYSERS - UFC = 18 - 35 ml/h/mmHg, SYNTHETIC MEMBRANES | 5 | YES
F | DIALYSIS DEVICES | F01060299 | DIALYSERS - UFC = 18 - 35 ml/h/mmHg - OTHER | 5 | YES
F | DIALYSIS DEVICES | F010603 | DIALYSERS - UFC > 35 ml/h/mmHg | 4 | NO
F | DIALYSIS DEVICES | F01060301 | DIALYSERS - UFC > 35 ml/h/mmHg, CELLULOSE MEMBRANES | 5 | YES
F | DIALYSIS DEVICES | F01060302 | DIALYSERS - UFC > 35 ml/h/mmHg, SUBSTITUTED CELLULOSE MEMBRANES | 5 | YES
F | DIALYSIS DEVICES | F01060303 | DIALYSERS - UFC > 35 ml/h/mmHg, SYNTHETIC MEMBRANES | 5 | YES
F | DIALYSIS DEVICES | F01060399 | DIALYSERS - UFC > 35 ml/h/mmHg - OTHER | 5 | YES
F | DIALYSIS DEVICES | F010604 | DIALYSERS FOR SPECIAL HAEMODIAFILTRATION AND OTHER THERAPIES | 4 | YES
F | DIALYSIS DEVICES | F0107 | HAEMOPERFUSION FILTERS | 3 | NO
F | DIALYSIS DEVICES | F010701 | HAEMOPERFUSION CARBON FILTERS | 4 | YES
F | DIALYSIS DEVICES | F010702 | HAEMOPERFUSION RESIN FILTERS | 4 | YES
F | DIALYSIS DEVICES | F010799 | HAEMOPERFUSION FILTERS - OTHER | 4 | YES
F | DIALYSIS DEVICES | F0108 | ADSORPTION FILTERS AND COLUMNS | 3 | NO
F | DIALYSIS DEVICES | F010801 | IMMUNOADSORPTION FILTERS AND COLUMNS | 4 | NO
F | DIALYSIS DEVICES | F01080101 | IMMUNOADSORPTION FILTERS | 5 | YES
F | DIALYSIS DEVICES | F01080102 | IMMUNOADSORPTION COLUMNS | 5 | YES
F | DIALYSIS DEVICES | F010802 | ENDOTOXIN REMOVAL FILTERS AND COLUMNS | 4 | NO
F | DIALYSIS DEVICES | F01080201 | ENDOTOXIN REMOVAL FILTERS | 5 | YES
F | DIALYSIS DEVICES | F01080202 | ENDOTOXIN REMOVAL COLUMNS | 5 | YES
F | DIALYSIS DEVICES | F0109 | PERITONEAL DIALYSIS FILTERS | 3 | YES
F | DIALYSIS DEVICES | F0199 | HAEMODIALYSIS FILTERS - OTHER | 3 | YES
F | DIALYSIS DEVICES | F02 | DIALYSIS LINES | 2 | NO
F | DIALYSIS DEVICES | F0201 | ARTERIOVENOUS DIALYSIS LINES FOR HAEMODIALYSIS - HAEMOFILTRATION -HAEMODIAFILTRATION | 3 | NO
F | DIALYSIS DEVICES | F020101 | ARTERIOVENOUS DIALYSIS LINES, ONE NEEDLE | 4 | YES
F | DIALYSIS DEVICES | F020102 | ARTERIOVENOUS DIALYSIS LINES, TWO NEEDLES | 4 | YES
F | DIALYSIS DEVICES | F020104 | REINFUSION DIALYSIS LINES | 4 | YES
F | DIALYSIS DEVICES | F020180 | ARTERIOVENOUS DIALYSIS LINES FOR HAEMODIALYSIS - HAEMOFILTRATION -HAEMODIAFILTRATION - ACCESSORIES | 4 | YES
F | DIALYSIS DEVICES | F020199 | ARTERIOVENOUS DIALYSIS LINES FOR HAEMODIALYSIS - HAEMOFILTRATION -HAEMODIAFILTRATION - OTHER | 4 | YES
F | DIALYSIS DEVICES | F0202 | PERITONAEAL DIALYSIS LINES | 3 | NO
F | DIALYSIS DEVICES | F020201 | PERMANENT PERITONAEAL DIALYSIS LINES | 4 | NO
F | DIALYSIS DEVICES | F02020101 | PERMANENT PERITONAEAL DIALYSIS LINES, ONE BAG (CAPD) | 5 | YES
F | DIALYSIS DEVICES | F02020102 | PERMANENT PERITONAEAL DIALYSIS LINES, TWO BAGS (CAPD) | 5 | YES
F | DIALYSIS DEVICES | F02020199 | PERMANENT PERITONAEAL DIALYSIS LINES - OTHER | 5 | YES
F | DIALYSIS DEVICES | F020202 | TEMPORARY PERITONAEAL DIALYSIS LINES | 4 | NO
F | DIALYSIS DEVICES | F02020201 | TEMPORARY PERITONAEAL DIALYSIS LINES, GRAVITY (APD) | 5 | YES
F | DIALYSIS DEVICES | F02020202 | TEMPORARY PERITONAEAL DIALYSIS LINES, WITH PUMP (APD) | 5 | YES
F | DIALYSIS DEVICES | F02020299 | TEMPORARY PERITONAEAL DIALYSIS LINES - OTHER | 5 | YES
F | DIALYSIS DEVICES | F020280 | PERITONAEAL DIALYSIS LINES - ACCESSORIES | 4 | YES
F | DIALYSIS DEVICES | F020299 | PERITONAEAL DIALYSIS LINES - OTHER | 4 | YES
F | DIALYSIS DEVICES | F0299 | DIALYSIS LINES - OTHER | 3 | YES
F | DIALYSIS DEVICES | F03 | DIALYSIS KITS | 2 | NO
F | DIALYSIS DEVICES | F0301 | HAEMOFILTRATION-HAEMODIAFILTRATION KITS | 3 | YES
F | DIALYSIS DEVICES | F0302 | BIOFILTRATION KITS | 3 | YES
F | DIALYSIS DEVICES | F0303 | HAEMODIALYSIS KITS | 3 | YES
F | DIALYSIS DEVICES | F0304 | DIALYSIS WASHING/FILLING KITS | 3 | YES
F | DIALYSIS DEVICES | F0305 | HAEMOPERFUSION KITS | 3 | YES
F | DIALYSIS DEVICES | F0306 | CONTINUOUS DIALYSIS KITS | 3 | YES
F | DIALYSIS DEVICES | F0307 | ULTRAFILTRATION KITS | 3 | YES
F | DIALYSIS DEVICES | F0399 | DIALYSIS KITS - OTHER | 3 | YES
F | DIALYSIS DEVICES | F04 | DIALYSIS CONCENTRATES | 2 | NO
F | DIALYSIS DEVICES | F0401 | DIALYSIS CONCENTRATES, ACID SOLUTIONS | 3 | NO
F | DIALYSIS DEVICES | F040101 | DIALYSIS CONCENTRATES, ACID SOLUTIONS, NON-STERILE | 4 | YES
F | DIALYSIS DEVICES | F040102 | DIALYSIS CONCENTRATES, ACID SOLUTIONS, STERILE | 4 | YES
F | DIALYSIS DEVICES | F0402 | DIALYSIS CONCENTRATES, BASIC SOLUTIONS | 3 | NO
F | DIALYSIS DEVICES | F040201 | DIALYSIS CONCENTRATES, BASIC SOLUTIONS, POWDER | 4 | YES
F | DIALYSIS DEVICES | F040202 | DIALYSIS CONCENTRATES, BASIC SOLUTIONS, LIQUID | 4 | YES
F | DIALYSIS DEVICES | F0403 | DIALYSIS CONCENTRATES, WITHOUT ACETATE BUFFER | 3 | NO
F | DIALYSIS DEVICES | F040302 | DIALYSIS CONCENTRATES, WITHOUT ACETATE BUFFER - AFB | 4 | YES
F | DIALYSIS DEVICES | F040399 | DIALYSIS CONCENTRATES, WITHOUT ACETATE BUFFER FOR OTHER TREATMENTS | 4 | YES
F | DIALYSIS DEVICES | F0404 | DIALYSIS PROCEDURES, SALTS | 3 | YES
F | DIALYSIS DEVICES | F0499 | DIALYSIS CONCENTRATES - OTHER | 3 | YES
F | DIALYSIS DEVICES | F05 | DEVICES FOR MICRODIALYSIS OF SPECIFIC ORGANS | 2 | YES
F | DIALYSIS DEVICES | F90 | DIALYSIS DEVICES - VARIOUS | 2 | NO
F | DIALYSIS DEVICES | F9001 | PERITONAEAL DIALYSIS DEVICES (NOT INCLUDED IN OTHER GROUPS) | 3 | NO
F | DIALYSIS DEVICES | F900101 | PERITONEAL DIALYSIS CATHETERS AND KITS | 4 | YES
F | DIALYSIS DEVICES | F900199 | PERITONAEAL DIALYSIS - OTHER | 4 | YES
F | DIALYSIS DEVICES | F9002 | VASCULAR ACCESS DEVICES (ONLY FOR HAEMODIALYSIS) | 3 | NO
F | DIALYSIS DEVICES | F900201 | TEMPORARY HEMODIALYSIS CATHETERS AND KITS | 4 | YES
F | DIALYSIS DEVICES | F900202 | PERMANENT HEMODIALYSIS CATHETERS AND KITS | 4 | YES
F | DIALYSIS DEVICES | F900299 | VASCULAR ACCESS DEVICES (ONLY FOR HAEMODIALYSIS) - OTHER | 4 | YES
F | DIALYSIS DEVICES | F9003 | DIALYSIS ADAPTORS | 3 | NO
F | DIALYSIS DEVICES | F900301 | HAEMODIALYSIS ADAPTORS | 4 | YES
F | DIALYSIS DEVICES | F900302 | PERITONAEAL DIALYSIS ADAPTORS | 4 | YES
F | DIALYSIS DEVICES | F9004 | DIALYSATE COLLECTION AND REINFUSION BAGS | 3 | NO
F | DIALYSIS DEVICES | F900401 | DIALYSATE COLLECTION BAGS | 4 | NO
F | DIALYSIS DEVICES | F90040101 | HAEMODIALYSATE COLLECTION BAGS | 5 | YES
F | DIALYSIS DEVICES | F90040102 | PERITONAEAL DIALYSATE COLLECTION BAGS | 5 | YES
F | DIALYSIS DEVICES | F900402 | DIALYSATE REINFUSION BAGS | 4 | YES
F | DIALYSIS DEVICES | F9006 | DIALYTIC TREATMENT INSTRUMENTS, SINGLE-USE | 3 | YES
F | DIALYSIS DEVICES | F9080 | DIALYSIS DEVICES - OTHER ACCESSORIES | 3 | YES
F | DIALYSIS DEVICES | F9099 | DIALYSIS DEVICES - OTHER | 3 | YES
G | GASTROINTESTINAL DEVICES | G | GASTROINTESTINAL DEVICES | 1 | NO
G | GASTROINTESTINAL DEVICES | G01 | ORO-OESOPHAGEAL TUBES | 2 | NO
G | GASTROINTESTINAL DEVICES | G0101 | OESOPHAGEAL DILATION TUBES | 3 | NO
G | GASTROINTESTINAL DEVICES | G010101 | OESOPHAGEAL BOUGIES | 4 | YES
G | GASTROINTESTINAL DEVICES | G010102 | CARDIAS DILATATION TUBES | 4 | YES
G | GASTROINTESTINAL DEVICES | G010199 | OESOPHAGEAL DILATION TUBES - OTHER | 4 | YES
G | GASTROINTESTINAL DEVICES | G0102 | OESOPHAGEAL HAEMOSTASIS TUBES | 3 | NO
G | GASTROINTESTINAL DEVICES | G010201 | SENGSTAKEN TUBES | 4 | YES
G | GASTROINTESTINAL DEVICES | G010202 | LINTON-NACHLAS TUBES | 4 | YES
G | GASTROINTESTINAL DEVICES | G010299 | OESOPHAGEAL HAEMOSTASIS TUBES - OTHER | 4 | YES
G | GASTROINTESTINAL DEVICES | G0103 | ORO-OESOPHAGEAL DIAGNOSTIC TUBES | 3 | NO
G | GASTROINTESTINAL DEVICES | G010301 | OESOPHAGEAL PH-METRY, TUBES | 4 | YES
G | GASTROINTESTINAL DEVICES | G010302 | OESOPHAGEAL MANOMETRY, CATHETERS | 4 | YES
G | GASTROINTESTINAL DEVICES | G010303 | SIALOGRAPHY, CATHETERS | 4 | YES
G | GASTROINTESTINAL DEVICES | G010304 | TUBES FOR pH METRY AND OESOPHAGEAL IMPEDANCE ANALYSIS | 4 | YES
G | GASTROINTESTINAL DEVICES | G010305 | TUBES FOR OESOPHAGEAL pH METRY AND BILIARY REFLUX ASSESSMENT | 4 | YES
G | GASTROINTESTINAL DEVICES | G010399 | ORO-OESOPAGHEAL DIAGNOSTIC TUBES - OTHER | 4 | YES
G | GASTROINTESTINAL DEVICES | G0180 | ORO-OESOPHAGEAL TUBES - ACCESSORIES | 3 | YES
G | GASTROINTESTINAL DEVICES | G0199 | ORO-OESOPHAGEAL TUBES - OTHER | 3 | YES
G | GASTROINTESTINAL DEVICES | G02 | GASTROINTESTINAL TUBES AND SETS | 2 | NO
G | GASTROINTESTINAL DEVICES | G0201 | GASTRO-INTESTINAL LAVAGE TUBES AND SETS | 3 | NO
G | GASTROINTESTINAL DEVICES | G020101 | GASTRIC LAVAGE TUBES AND SETS | 4 | YES
G | GASTROINTESTINAL DEVICES | G020102 | INTESTINAL LAVAGE TUBES AND SETS | 4 | YES
G | GASTROINTESTINAL DEVICES | G020199 | GASTROINTESTINAL LAVAGE, TUBES AND SETS - OTHER | 4 | YES
G | GASTROINTESTINAL DEVICES | G0202 | GASTROINTESTINAL FEEDING/ASPIRATION TUBES | 3 | NO
G | GASTROINTESTINAL DEVICES | G020201 | NASOGASTRIC INTESTINAL TUBES | 4 | NO
G | GASTROINTESTINAL DEVICES | G02020101 | NASOGASTRIC TUBES | 5 | YES
G | GASTROINTESTINAL DEVICES | G02020102 | NASOJEJUNAL/NASODUODENAL TUBES | 5 | YES
G | GASTROINTESTINAL DEVICES | G02020199 | NASOGASTRIC INTESTINAL TUBES - OTHER | 5 | YES
G | GASTROINTESTINAL DEVICES | G020202 | GASTRO-JEJUNOSTOMY, TUBES AND SETS | 4 | NO
G | GASTROINTESTINAL DEVICES | G02020201 | GASTROSTOMY, TUBES AND SETS | 5 | YES
G | GASTROINTESTINAL DEVICES | G02020202 | JEJUNOSTOMY, TUBES AND SETS | 5 | YES
G | GASTROINTESTINAL DEVICES | G02020203 | ILEOSTOMY, TUBES AND SETS | 5 | YES
G | GASTROINTESTINAL DEVICES | G020299 | GASTROINTESTINAL FEEDING/ASPIRATION TUBES - OTHER | 4 | YES
G | GASTROINTESTINAL DEVICES | G0203 | EVACUATION TUBES | 3 | NO
G | GASTROINTESTINAL DEVICES | G020301 | RECTAL TUBES | 4 | YES
G | GASTROINTESTINAL DEVICES | G020399 | EVACUATION TUBES - OTHER | 4 | YES
G | GASTROINTESTINAL DEVICES | G0204 | GASTROINTESTINAL HAEMOSTASIS DEVICES | 3 | NO
G | GASTROINTESTINAL DEVICES | G020401 | HAEMORRHOID LIGATURE SETS | 4 | YES
G | GASTROINTESTINAL DEVICES | G020402 | HAEMORRHOID SCLEROTHERAPY DEVICES | 4 | YES
G | GASTROINTESTINAL DEVICES | G020499 | GASTROINTESTINAL HAEMOSTASIS DEVICES - OTHER | 4 | YES
G | GASTROINTESTINAL DEVICES | G0205 | DEVICES FOR THE SURGICAL OBESITY THERAPY | 3 | NO
G | GASTROINTESTINAL DEVICES | G020501 | GASTRIC BANDS | 4 | YES
G | GASTROINTESTINAL DEVICES | G020502 | GASTRIC CALIBRATION TUBES | 4 | YES
G | GASTROINTESTINAL DEVICES | G020503 | GASTRIC BAND SYSTEM ADJUSTMENT SETS | 4 | YES
G | GASTROINTESTINAL DEVICES | G020599 | DEVICES FOR THE SURGICAL THERAPY OF OBESITY - OTHER | 4 | YES
G | GASTROINTESTINAL DEVICES | G0206 | DEVICES FOR GASTROINTESTINAL DIAGNOSTIC PROCEDURES | 3 | NO
G | GASTROINTESTINAL DEVICES | G020601 | GASTROINTESTINAL DIAGNOSTIC PROCEDURE CATHETERS | 4 | NO
G | GASTROINTESTINAL DEVICES | G02060101 | DUODENOGRAPHY CATHETERS | 5 | YES
G | GASTROINTESTINAL DEVICES | G02060102 | CATHETERS FOR GASTRO-JEJUNAL MANOMETRY | 5 | YES
G | GASTROINTESTINAL DEVICES | G02060199 | CATHETERS FOR GASTRO-DUODENAL-DIGIUNAL DIAGNOSTICS - OTHER | 5 | YES
G | GASTROINTESTINAL DEVICES | G020602 | CATHETERS FOR BILIARY AND PANCREATIC DIAGNOSTIC PROCEDURES | 4 | NO
G | GASTROINTESTINAL DEVICES | G02060201 | OPEN SURGERY CHOLANGIOGRAPHY CATHETERS | 5 | YES
G | GASTROINTESTINAL DEVICES | G02060202 | BILIARY MANOMETRY CATHETERS | 5 | YES
G | GASTROINTESTINAL DEVICES | G02060299 | BILIARY AND PANCREATIC DIAGNOSTIC PROCEDURE CATHETERS - OTHER | 5 | YES
G | GASTROINTESTINAL DEVICES | G020603 | DEVICES FOR COLORECTAL DIAGNOSTIC PROCEDURES | 4 | NO
G | GASTROINTESTINAL DEVICES | G02060301 | ANOSCOPES | 5 | YES
G | GASTROINTESTINAL DEVICES | G02060302 | RIGID PROCTOSCOPES | 5 | YES
G | GASTROINTESTINAL DEVICES | G02060303 | BALLOON CATHETERS, BARIUM ENEMA | 5 | YES
G | GASTROINTESTINAL DEVICES | G02060304 | COLORECTAL INSUFFLATION TUBES | 5 | YES
G | GASTROINTESTINAL DEVICES | G02060305 | COLORECTAL MANOMETRY CATHETERS | 5 | YES
G | GASTROINTESTINAL DEVICES | G02060399 | DEVICES FOR COLORECTAL DIAGNOSTIC PROCEDURES - OTHER | 5 | YES
G | GASTROINTESTINAL DEVICES | G0280 | GASTROINTESTINAL TUBES - ACCESSORIES | 3 | YES
G | GASTROINTESTINAL DEVICES | G0299 | GASTROINTESTINAL TUBES - OTHER | 3 | YES
G | GASTROINTESTINAL DEVICES | G03 | GASTROINTESTINAL ENDOSCOPY DEVICES | 2 | NO
G | GASTROINTESTINAL DEVICES | G0301 | DEVICES FOR DILATION IN DIGESTIVE ENDOSCOPY | 3 | NO
G | GASTROINTESTINAL DEVICES | G030101 | GASTROINTESTINAL ENDOSCOPY, BALLOON CATHETERS | 4 | NO
G | GASTROINTESTINAL DEVICES | G03010101 | OESOPHAGEAL BALLOON CATHETERS | 5 | NO
G | GASTROINTESTINAL DEVICES | G0301010101 | OESOPHAGEAL BALLOON CATHETERS, LOW PRESSURE | 6 | YES
G | GASTROINTESTINAL DEVICES | G0301010102 | OESOPHAGEAL BALLOON CATHETERS, HIGH PRESSURE | 6 | YES
G | GASTROINTESTINAL DEVICES | G03010102 | ACHALASIA BALLOON CATHETERS | 5 | NO
G | GASTROINTESTINAL DEVICES | G0301010201 | ACHALASIA BALLOON CATHETERS, LOW PRESSURE | 6 | YES
G | GASTROINTESTINAL DEVICES | G0301010202 | ACHALASIA BALLOON CATHETERS, HIGH PRESSURE | 6 | YES
G | GASTROINTESTINAL DEVICES | G03010103 | PYLORIC BALLOON CATHETERS | 5 | NO
G | GASTROINTESTINAL DEVICES | G0301010301 | PYLORIC BALLOON CATHETERS, LOW PRESSURE | 6 | YES
G | GASTROINTESTINAL DEVICES | G0301010302 | PYLORIC BALLOON CATHETERS, HIGH PRESSURE | 6 | YES
G | GASTROINTESTINAL DEVICES | G03010104 | BILIARY BALLOON CATHETERS | 5 | NO
G | GASTROINTESTINAL DEVICES | G0301010401 | BILIARY BALLOON CATHETERS, LOW PRESSURE | 6 | YES
G | GASTROINTESTINAL DEVICES | G0301010402 | BILIARY BALLOON CATHETERS, HIGH PRESSURE | 6 | YES
G | GASTROINTESTINAL DEVICES | G03010105 | COLONIC BALLOON CATHETERS | 5 | NO
G | GASTROINTESTINAL DEVICES | G0301010501 | COLONIC BALLOON CATHETERS, LOW PRESSURE | 6 | YES
G | GASTROINTESTINAL DEVICES | G0301010502 | COLONIC BALLOON CATHETERS, HIGH PRESSURE | 6 | YES
G | GASTROINTESTINAL DEVICES | G03010199 | GASTROINTESTINAL ENDOSCOPY, BALLOON CATHETERS - OTHER | 5 | YES
G | GASTROINTESTINAL DEVICES | G030102 | DIGESTIVE ENDOSCOPY, PROGRESSIVE DILATORS | 4 | NO
G | GASTROINTESTINAL DEVICES | G03010201 | DIGESTIVE ENDOSCOPY, PROGRESSIVE RIGID DILATORS | 5 | YES
G | GASTROINTESTINAL DEVICES | G03010202 | DIGESTIVE ENDOSCOPY, PROGRESSIVE FLEXIBLE DILATORS | 5 | YES
G | GASTROINTESTINAL DEVICES | G0302 | DIGESTIVE ENDOSCOPY, HAEMOSTASIS DEVICES | 3 | NO
G | GASTROINTESTINAL DEVICES | G030201 | DIGESTIVE ENDOSCOPY, NEEDLES | 4 | NO
G | GASTROINTESTINAL DEVICES | G03020101 | DIGESTIVE ENDOSCOPY, SINGLE-LUMEN NEEDLES | 5 | YES
G | GASTROINTESTINAL DEVICES | G03020102 | DIGESTIVE ENDOSCOPY, MULTI-LUMEN NEEDLES | 5 | YES
G | GASTROINTESTINAL DEVICES | G030202 | DIGESTIVE ENDOSCOPY, HAEMOSTASIS CLIPS | 4 | YES
G | GASTROINTESTINAL DEVICES | G030203 | DIGESTIVE ENDOSCOPY, LIGATURE SYSTEMS | 4 | NO
G | GASTROINTESTINAL DEVICES | G03020301 | LIGATURE SYSTEMS, OESOPHAGEAL VARICES | 5 | YES
G | GASTROINTESTINAL DEVICES | G03020302 | DIGESTIVE LIGATURE DEVICES, POLYPS | 5 | YES
G | GASTROINTESTINAL DEVICES | G03020399 | DIGESTIVE ENDOSCOPY, LIGATURE SYSTEMS - OTHER | 5 | YES
G | GASTROINTESTINAL DEVICES | G030204 | DIGESTIVE ENDOSCOPY, THERMOCOAGULATION PROBES | 4 | YES
G | GASTROINTESTINAL DEVICES | G030299 | DIGESTIVE ENDOSCOPY, HAEMOSTASIS DEVICES - OTHER | 4 | YES
G | GASTROINTESTINAL DEVICES | G0303 | POLYPECTOMY DEVICES | 3 | NO
G | GASTROINTESTINAL DEVICES | G030301 | POLYPECTOMY SNARES | 4 | NO
G | GASTROINTESTINAL DEVICES | G03030101 | POLYPECTOMY SNARES, REVOLVING | 5 | YES
G | GASTROINTESTINAL DEVICES | G03030102 | POLYPECTOMY SNARES, NON-REVOLVING | 5 | YES
G | GASTROINTESTINAL DEVICES | G03030199 | POLYPECTOMY SNARES - OTHER | 5 | YES
G | GASTROINTESTINAL DEVICES | G030399 | POLYPECTOMY DEVICES - OTHER | 4 | YES
G | GASTROINTESTINAL DEVICES | G0304 | ENDOSCOPIC RETROGRADE CHOLANGIOPANCREATOGRAPHY (ERCP) AND SPHINCTEROTOMY DEVICES | 3 | NO
G | GASTROINTESTINAL DEVICES | G030401 | ERCP CANNULAS | 4 | NO
G | GASTROINTESTINAL DEVICES | G03040101 | ERCP CANNULAS, SINGLE-LUMEN | 5 | NO
G | GASTROINTESTINAL DEVICES | G0304010101 | ERCP CANNULAS, SINGLE-LUMEN, STANDARD TIP | 6 | YES
G | GASTROINTESTINAL DEVICES | G0304010102 | ERCP CANNULAS, SINGLE-LUMEN, CONICAL TIP | 6 | YES
G | GASTROINTESTINAL DEVICES | G0304010103 | ERCP CANNULAS, SINGLE-LUMEN, TAPERED TIP | 6 | YES
G | GASTROINTESTINAL DEVICES | G0304010104 | ERCP CANNULAS, SINGLE-LUMEN, CIRCULAR TIP | 6 | YES
G | GASTROINTESTINAL DEVICES | G0304010199 | ERCP CANNULAS, SINGLE-LUMEN - OTHER | 6 | YES
G | GASTROINTESTINAL DEVICES | G03040102 | ERCP CANNULAS, MULTI-LUMEN | 5 | NO
G | GASTROINTESTINAL DEVICES | G0304010201 | ERCP CANNULAS, MULTI-LUMEN, STANDARD TIP | 6 | YES
G | GASTROINTESTINAL DEVICES | G0304010202 | ERCP CANNULAS, MULTI-LUMEN, CONICAL TIP | 6 | YES
G | GASTROINTESTINAL DEVICES | G0304010203 | ERCP CANNULAS, MULTI-LUMEN, TAPERED TIP | 6 | YES
G | GASTROINTESTINAL DEVICES | G0304010204 | ERCP CANNULAS, MULTI-LUMEN, CIRCULAR TIP | 6 | YES
G | GASTROINTESTINAL DEVICES | G0304010299 | ERCP CANNULAS, MULTI-LUMEN - OTHER | 6 | YES
G | GASTROINTESTINAL DEVICES | G030402 | PAPILLOTOMES / SPHINCTEROTOMES | 4 | NO
G | GASTROINTESTINAL DEVICES | G03040201 | PAPILLOTOMES / SPHINCTEROTOMES, DOUBLE-LUMEN | 5 | YES
G | GASTROINTESTINAL DEVICES | G03040202 | PAPILLOTOMES / SPHINCTEROTOMES, TRIPLE (OR MORE) LUMEN | 5 | YES
G | GASTROINTESTINAL DEVICES | G03040299 | PAPILLOTOMES / SPHINCTEROTOMES - OTHER | 5 | YES
G | GASTROINTESTINAL DEVICES | G030403 | NASO-BILIARY-PANCREATIC TUBES | 4 | NO
G | GASTROINTESTINAL DEVICES | G03040301 | BILIARY TUBES | 5 | YES
G | GASTROINTESTINAL DEVICES | G03040302 | HEPATIC DUCT TUBES | 5 | YES
G | GASTROINTESTINAL DEVICES | G03040303 | PANCREATIC TUBES | 5 | YES
G | GASTROINTESTINAL DEVICES | G030499 | ERCP AND SPHINCTEROTOMY DEVICES - OTHER | 4 | YES
G | GASTROINTESTINAL DEVICES | G0305 | RETRIEVAL AND LITHOTRIPSY DEVICES (stones, polyps and foreign bodies) | 3 | NO
G | GASTROINTESTINAL DEVICES | G030501 | DIGESTIVE ENDOSCOPY, RETRIEVAL DEVICES | 4 | NO
G | GASTROINTESTINAL DEVICES | G03050101 | DIGESTIVE ENDOSCOPY, RETRIEVAL BALLOON DEVICES | 5 | YES
G | GASTROINTESTINAL DEVICES | G03050102 | DIGESTIVE ENDOSCOPY, RETRIEVAL BASKET DEVICES | 5 | NO
G | GASTROINTESTINAL DEVICES | G0305010201 | DIGESTIVE ENDOSCOPY, RETRIEVAL BASKET DEVICES, REVOLVING | 6 | YES
G | GASTROINTESTINAL DEVICES | G0305010202 | DIGESTIVE ENDOSCOPY, RETRIEVAL BASKET DEVICES, NON-REVOLVING | 6 | YES
G | GASTROINTESTINAL DEVICES | G03050103 | DIGESTIVE ENDOSCOPY, DEVICES FOR RECOVERY BY ASPIRATION | 5 | YES
G | GASTROINTESTINAL DEVICES | G03050199 | DIGESTIVE ENDOSCOPY, RETRIEVAL DEVICES - OTHER | 5 | YES
G | GASTROINTESTINAL DEVICES | G030502 | LITHOTRIPSY DEVICES | 4 | YES
G | GASTROINTESTINAL DEVICES | G0306 | DEVICES FOR THE NON-SURGICAL THERAPY OF OBESITY | 3 | NO
G | GASTROINTESTINAL DEVICES | G030601 | INTRAGASTRIC BALLOON SYSTEMS | 4 | YES
G | GASTROINTESTINAL DEVICES | G030602 | DEVICES FOR REMOVAL OF INTRAGASTRIC BALLOONS | 4 | YES
G | GASTROINTESTINAL DEVICES | G030603 | INTESTINAL COATING SYSTEMS FOR ABSORPTION REDUCTION | 4 | YES
G | GASTROINTESTINAL DEVICES | G030604 | DEVICES FOR REMOVAL OF INTESTINAL COATING SYSTEMS | 4 | YES
G | GASTROINTESTINAL DEVICES | G030699 | DEVICES FOR THE NON-SURGICAL TREATMENT OF OBESITY - OTHER | 4 | YES
G | GASTROINTESTINAL DEVICES | G0307 | GASTROINTESTINAL ENDOSCOPY, DIAGNOSTIC DEVICES | 3 | NO
G | GASTROINTESTINAL DEVICES | G030701 | GASTROINTESTINAL IMAGING DIAGNOSTIC DEVICES | 4 | YES
G | GASTROINTESTINAL DEVICES | G030702 | PH MONITORING DEVICES | 4 | YES
G | GASTROINTESTINAL DEVICES | G030703 | MARKERS FOR EVALUATION OF GASTROINTESTINAL PASSAGE | 4 | YES
G | GASTROINTESTINAL DEVICES | G030704 | COLON DYE SPRAYING CATHETERS | 4 | YES
G | GASTROINTESTINAL DEVICES | G030799 | GASTROINTESTINAL ENDOSCOPY, DIAGNOSTIC DEVICES - OTHER | 4 | YES
G | GASTROINTESTINAL DEVICES | G0308 | GASTROINTESTINAL ENDOSCOPY AND ECHOENDOSCOPY, SINGLE-USE INSTRUMENTS | 3 | NO
G | GASTROINTESTINAL DEVICES | G030801 | GASTROINTESTINAL ENDOSCOPY, FORCEPS, SINGLE-USE | 4 | NO
G | GASTROINTESTINAL DEVICES | G03080101 | GASTROINTESTINAL ENDOSCOPY, BIOPSY FORCEPS, SINGLE-USE | 5 | NO
G | GASTROINTESTINAL DEVICES | G0308010101 | GASTROINTESTINAL ENDOSCOPY, COLD BIOPSY FORCEPS, SINGLE-USE | 6 | YES
G | GASTROINTESTINAL DEVICES | G0308010102 | GASTROINTESTINAL ENDOSCOPY, HOT BIOPSY FORCEPS, SINGLE-USE | 6 | YES
G | GASTROINTESTINAL DEVICES | G03080102 | GASTROINTESTINAL ENDOSCOPY, EXTRACTION FORCEPS, SINGLE-USE | 5 | YES
G | GASTROINTESTINAL DEVICES | G03080199 | GASTROINTESTINAL ENDOSCOPY, FORCEPS, SINGLE-USE - OTHER | 5 | YES
G | GASTROINTESTINAL DEVICES | G030803 | GASTROINTESTINAL ENDOSCOPY AND ECHOENDOSCOPY, BRUSHES | 4 | NO
G | GASTROINTESTINAL DEVICES | G03080301 | GASTROINTESTINAL CYTOLOGY, BRUSHES | 5 | YES
G | GASTROINTESTINAL DEVICES | G03080399 | GASTROINTESTINAL ENDOSCOPY AND ECHOENDOSCOPY, BRUSHES - OTHER | 5 | YES
G | GASTROINTESTINAL DEVICES | G030804 | GASTROINTESTINAL ENDOSCOPY AND ECHOENDOSCOPY, BITE BLOCKS | 4 | YES
G | GASTROINTESTINAL DEVICES | G030805 | GASTROINTESTINAL ENDOSCOPIC TATTOOING SYSTEMS | 4 | YES
G | GASTROINTESTINAL DEVICES | G030899 | INSTRUMENTS FOR GASTRO-INTESTINAL ENDOSCOPY AND ECO-ENDOSCOPY, SINGLE-USE - OTHER | 4 | YES
G | GASTROINTESTINAL DEVICES | G0380 | DIGESTIVE ENDOSCOPY DEVICES - ACCESSORIES | 3 | YES
G | GASTROINTESTINAL DEVICES | G0399 | DIGESTIVE ENDOSCOPY DEVICES - OTHER | 3 | YES
G | GASTROINTESTINAL DEVICES | G04 | ORALLY ADMINISTERED GASTROINTESTINAL DEVICES | 2 | NO
G | GASTROINTESTINAL DEVICES | G0401 | ORALLY ADMINISTERED DEVICES FOR THE THERAPY OF GASTRO-INTESTINAL DISORDERS | 3 | YES
G | GASTROINTESTINAL DEVICES | G0402 | ORALLY ADMINISTERED DEVICES FOR APPETITE CONTROL AND REDUCTION OF INTESTINAL ABSORPTION | 3 | YES
G | GASTROINTESTINAL DEVICES | G0499 | ORALLY ADMINISTERED GASTROINTESTINAL DEVICES - OTHER | 3 | YES
G | GASTROINTESTINAL DEVICES | G05 | TOPICAL ANORECTAL ADMINISTERED GASTRO-INTESTINAL SYSTEM DEVICES | 2 | YES
G | GASTROINTESTINAL DEVICES | G06 | ANAL DILATORS | 2 | YES
G | GASTROINTESTINAL DEVICES | G99 | GASTROINTESTINAL DEVICES - OTHER | 2 | YES
H | SUTURE DEVICES | H | SUTURE DEVICES | 1 | NO
H | SUTURE DEVICES | H01 | SURGICAL SUTURES | 2 | NO
H | SUTURE DEVICES | H0101 | ABSORBABLE SUTURES | 3 | NO
H | SUTURE DEVICES | H0101010303 | POLIGLECAPRONE AND DERIVATIVES WITH ANTIBACTERIAL MONOFILAMENT | 6 | NO
H | SUTURE DEVICES | H010101030301 | POLIGLECAPRONE AND DERIVATIVES WITH ANTIBACTERIAL MONOFILAMENT WITH NEEDLE | 7 | YES
H | SUTURE DEVICES | H010101030302 | POLIGLECAPRONE AND DERIVATIVES WITH ANTIBACTERIAL MONOFILAMENT WITHOUT NEEDLE | 7 | YES
H | SUTURE DEVICES | H010101030303 | POLIGLECAPRONE AND DERIVATIVES WITH ANTIBACTERIAL MONOFILAMENT WITH NEEDLE FOR TISSUE TRACTION ("BARBED") | 7 | YES
H | SUTURE DEVICES | H0101010399 | SYNTHETIC RESORBABLE SUTURES WITH ANTIBACTERIAL MONOFILAMENT - OTHER | 6 | YES
H | SUTURE DEVICES | H01010104 | SYNTHETIC RESORBABLE SUTURES WITH ANTIBACTERIAL MULTIFILAMENT | 5 | NO
H | SUTURE DEVICES | H0101010401 | POLYGLYCOLIC ACID WITH ANTIBACTERIAL MULTIFILAMENT | 6 | NO
H | SUTURE DEVICES | H010101040101 | POLYGLYCOLIC ACID WITH ANTIBACTERIAL MULTIFILAMENT WITH NEEDLE | 7 | YES
H | SUTURE DEVICES | H010101040102 | POLYGLYCOLIC ACID WITH ANTIBACTERIAL MULTIFILAMENT WITHOUT NEEDLE | 7 | YES
H | SUTURE DEVICES | H0101010402 | POLYGLYCOLIC ACID WITH ANTIBACTERIAL MULTIFILAMENT WITH NEEDLE | 6 | NO
H | SUTURE DEVICES | H010101040201 | POLYGLYCOLIC ACID WITH LACTIC ACID WITH ANTIBACTERIAL MULTIFILAMENT WITH NEEDLE | 7 | YES
H | SUTURE DEVICES | H010101040202 | POLYGLYCOLIC AND LACTIC ACID WITH ANTIBACTERIAL MULTIFILAMENT WITHOUT NEEDLE | 7 | YES
H | SUTURE DEVICES | H0101010499 | SYNTHETIC RESORBABLE SUTURES WITH ANTIBACTERIAL MULTIFILAMENT - OTHER | 6 | YES
H | SUTURE DEVICES | H0102 | NON-ABSORBABLE SUTURES | 3 | NO
H | SUTURE DEVICES | H010201 | NON-ABSORBABLE SYNTHETIC SUTURES | 4 | NO
H | SUTURE DEVICES | H01020101 | MONOFILAMENT NON-ABSORBABLE SYNTHETIC SUTURES | 5 | NO
H | SUTURE DEVICES | H0102010101 | POLYAMIDE MONOFILAMENT | 6 | NO
H | SUTURE DEVICES | H010201010101 | POLYAMIDE MONOFILAMENT WITH NEEDLE | 7 | YES
H | SUTURE DEVICES | H010201010102 | POLYAMIDE MONOFILAMENT WITHOUT NEEDLE | 7 | YES
H | SUTURE DEVICES | H010201010103 | POLYAMIDE MONOFILAMENT WITH NEEDLE FOR TISSUE TRACTION ("BARBED") | 7 | YES
H | SUTURE DEVICES | H0102010102 | POLYESTER AND DERIVATIVES MONOFILAMENT | 6 | NO
H | SUTURE DEVICES | H010201010201 | POLYESTER AND DERIVATIVES MONOFILAMENT WITH NEEDLE | 7 | YES
H | SUTURE DEVICES | H010201010202 | POLYESTER AND DERIVATIVES MONOFILAMENT WITHOUT NEEDLE | 7 | YES
H | SUTURE DEVICES | H010201010203 | POLYESTER AND DERIVATIVES MONOFILAMENT WITH NEEDLE FOR TISSUE TRACTION ("BARBED") | 7 | YES
H | SUTURE DEVICES | H0102010103 | POLYETHERPOLYURETHANE MONOFILAMENT | 6 | NO
H | SUTURE DEVICES | H010201010301 | POLYETHERPOLYURETHANE MONOFILAMENT WITH NEEDLE | 7 | YES
H | SUTURE DEVICES | H010201010302 | POLYETHERPOLYURETHANE MONOFILAMENT WITHOUT NEEDLE | 7 | YES
H | SUTURE DEVICES | H0102010104 | POLYPROPYLENE MONOFILAMENT | 6 | NO
H | SUTURE DEVICES | H010201010401 | POLYPROPYLENE MONOFILAMENT WITH NEEDLE FOR OPEN SURGERY | 7 | YES
H | SUTURE DEVICES | H010201010402 | POLYPROPYLENE MONOFILAMENT WITH NEEDLE FOR VIDEO SURGERY | 7 | YES
H | SUTURE DEVICES | H010201010403 | POLYPROPYLENE MONOFILAMENT WITHOUT NEEDLE | 7 | YES
H | SUTURE DEVICES | H010201010404 | POLYPROPYLENE MONOFILAMENT WITH NEEDLE FOR TISSUE TRACTION ("BARBED") | 7 | YES
H | SUTURE DEVICES | H0102010105 | POLYTETRAFLUOROETHYLENE (PTFE) MONOFILAMENT | 6 | NO
H | SUTURE DEVICES | H010201010501 | POLYTETRAFLUOROETHYLENE (PTFE) MONOFILAMENT WITH NEEDLE | 7 | YES
H | SUTURE DEVICES | H010201010502 | POLYTETRAFLUOROETHYLENE (PTFE) MONOFILAMENT WITHOUT NEEDLE | 7 | YES
H | SUTURE DEVICES | H0102010106 | POLYVINYLIDENE FLUORIDE AND DERIVATIVES MONOFILAMENT | 6 | NO
H | SUTURE DEVICES | H010201010601 | POLYVINYLIDENE FLUORIDE AND DERIVATIVES MONOFILAMENT WITH NEEDLE | 7 | YES
H | SUTURE DEVICES | H010201010602 | POLYVINYLIDENE FLUORIDE AND DERIVATIVES MONOFILAMENT WITHOUT NEEDLE | 7 | YES
H | SUTURE DEVICES | H0102010199 | NON-ABSORBABLE SYNTHETIC MONOFILAMENT SUTURES - OTHER | 6 | YES
H | SUTURE DEVICES | H01020102 | SYNTHETIC NONABSORBABLE MULTIFILAMENT SUTURES | 5 | NO
H | SUTURE DEVICES | H0102010201 | POLYAMIDE MULTIFILAMENT | 6 | NO
H | SUTURE DEVICES | H010201020101 | POLYAMIDE MULTIFILAMENT WITH NEEDLE | 7 | YES
H | SUTURE DEVICES | H010201020102 | POLYAMIDE MULTIFILAMENT WITHOUT NEEDLE | 7 | YES
H | SUTURE DEVICES | H0102010202 | POLYESTER MULTIFILAMENT | 6 | NO
H | SUTURE DEVICES | H010201020201 | POLYESTER MULTIFILAMENT WITH NEEDLE FOR OPEN SURGERY | 7 | YES
H | SUTURE DEVICES | H010201020202 | POLYESTER MULTIFILAMENT WITH NEEDLE FOR VIDEO SURGERY | 7 | YES
H | SUTURE DEVICES | H010201020203 | POLYESTER MULTIFILAMENT WITHOUT NEEDLE | 7 | YES
H | SUTURE DEVICES | H0102010299 | SYNTHETIC NONABSORBABLE MULTIFILAMENT SUTURES - OTHER | 6 | YES
H | SUTURE DEVICES | H010202 | NON-ABSORBABLE NON-SYNTHETIC SUTURES | 4 | NO
H | SUTURE DEVICES | H01020201 | NON-ABSORBABLE NON-SYNTHETIC MONOFILAMENT SUTURES | 5 | NO
H | SUTURE DEVICES | H0102020101 | STAINLESS STEEL MONOFILAMENT | 6 | NO
H | SUTURE DEVICES | H010202010101 | STAINLESS STEEL MONOFILAMENT WITH NEEDLE | 7 | YES
H | SUTURE DEVICES | H010202010102 | STAINLESS STEEL MONOFILAMENT WITHOUT NEEDLE | 7 | YES
H | SUTURE DEVICES | H0102020102 | SILVER MONOFILAMENT | 6 | NO
H | SUTURE DEVICES | H010202010201 | SILVER MONOFILAMENT WITH NEEDLE | 7 | YES
H | SUTURE DEVICES | H010202010202 | SILVER MONOFILAMENT WITHOUT NEEDLE | 7 | YES
H | SUTURE DEVICES | H0102020103 | TITANIUM MONOFILAMENT | 6 | NO
H | SUTURE DEVICES | H010202010301 | TITANIUM MONOFILAMENT WITH NEEDLE | 7 | YES
H | SUTURE DEVICES | H010202010302 | TITANIUM MONOFILAMENT WITHOUT NEEDLE | 7 | YES
H | SUTURE DEVICES | H0102020199 | NON-ABSORBABLE NON-SYNTHETIC MONOFILAMENT SUTURES - OTHER | 6 | YES
H | SUTURE DEVICES | H01020202 | NON-ABSORBABLE NON-SYNTHETIC MULTIFILAMENT SUTURES | 5 | NO
H | SUTURE DEVICES | H0102020201 | STAINLESS STEEL MULTIFILAMENT | 6 | NO
H | SUTURE DEVICES | H010202020101 | STAINLESS STEEL MULTIFILAMENT WITH NEEDLE | 7 | YES
H | SUTURE DEVICES | H010202020102 | STAINLESS STEEL MULTIFILAMENT WITHOUT NEEDLE | 7 | YES
H | SUTURE DEVICES | H0102020202 | LINEN | 6 | NO
H | SUTURE DEVICES | H010202020201 | LINEN WITH NEEDLE | 7 | YES
H | SUTURE DEVICES | H010202020202 | LINEN WITHOUT NEEDLE | 7 | YES
H | SUTURE DEVICES | H0102020203 | SILK | 6 | NO
H | SUTURE DEVICES | H010202020301 | SILK WITH NEEDLE | 7 | YES
H | SUTURE DEVICES | H010202020302 | SILK WITHOUT NEEDLE | 7 | YES
H | SUTURE DEVICES | H0102020204 | TITANIUM MULTIFILAMENT | 6 | NO
H | SUTURE DEVICES | H010202020401 | TITANIUM MULTIFILAMENT WITH NEEDLE | 7 | YES
H | SUTURE DEVICES | H010202020402 | TITANIUM MULTIFILAMENT WITHOUT NEEDLE | 7 | YES
H | SUTURE DEVICES | H0102020299 | NON-ABSORBABLE NON-SYNTHETIC MULTIFILAMENT SUTURES - OTHER | 6 | YES
H | SUTURE DEVICES | H0199 | SURGICAL SUTURES - OTHER | 3 | YES
H | SUTURE DEVICES | H02 | MECHANICAL SURGICAL STAPLERS | 2 | NO
H | SUTURE DEVICES | H0201 | SKIN STAPLERS | 3 | NO
H | SUTURE DEVICES | H020101 | MECHANICAL SKIN STAPLERS | 4 | NO
H | SUTURE DEVICES | H02010101 | SKIN STAPLERS, SINGLE-USE | 5 | YES
H | SUTURE DEVICES | H02010102 | SKIN STAPLERS, SINGLE PATIENT | 5 | YES
H | SUTURE DEVICES | H02010103 | SKIN STAPLERS, REUSABLE (STAINLESS STEEL) | 5 | YES
H | SUTURE DEVICES | H02010104 | SINGLE-USE STAPLER CARTRIDGES FOR SINGLE PATIENT | 5 | YES
H | SUTURE DEVICES | H02010105 | SINGLE-USE CARTRIDGES FOR REUSABLE STAPLERS | 5 | YES
H | SUTURE DEVICES | H02010106 | METAL SURGICAL STAPLE REMOVERS, SINGLE-USE | 5 | YES
H | SUTURE DEVICES | H02010199 | MECHANICAL SKIN STAPLERS - OTHER | 5 | YES
H | SUTURE DEVICES | H020102 | CLIPS | 4 | NO
H | SUTURE DEVICES | H02010201 | SKIN CLIPS | 5 | YES
H | SUTURE DEVICES | H02010202 | STERNAL CLIPS | 5 | YES
H | SUTURE DEVICES | H02010299 | CLIPS - OTHER | 5 | YES
H | SUTURE DEVICES | H020180 | SKIN STAPLERS - ACCESSORIES | 4 | YES
H | SUTURE DEVICES | H020199 | SKIN STAPLERS - OTHER | 4 | YES
H | SUTURE DEVICES | H0202 | STAPLERS, OPEN SURGERY | 3 | NO
H | SUTURE DEVICES | H020201 | LINEAR STAPLERS, OPEN SURGERY | 4 | NO
H | SUTURE DEVICES | H02020101 | STRAIGHT LINEAR STAPLERS FOR OPEN SURGERY | 5 | NO
H | SUTURE DEVICES | H0202010101 | SINGLE PATIENT STRAIGHT LINEAR STAPLERS FOR OPEN SURGERY | 6 | NO
H | SUTURE DEVICES | H020201010101 | SINGLE PATIENT STRAIGHT LINEAR STAPLERS WITH BLADE FOR OPEN SURGERY | 7 | YES
H | SUTURE DEVICES | H020201010102 | SINGLE PATIENT STRAIGHT LINEAR STAPLERS WITHOUT BLADE FOR OPEN SURGERY | 7 | YES
H | SUTURE DEVICES | H0202010102 | REUSABLE (STAINLESS STEEL) STRAIGHT LINEAR STAPLERS FOR OPEN SURGERY | 6 | NO
H | SUTURE DEVICES | H020201010201 | REUSABLE (STAINLESS STEEL) STRAIGHT LINEAR STAPLERS WITH BLADE FOR OPEN SURGERY | 7 | YES
H | SUTURE DEVICES | H020201010202 | REUSABLE (STAINLESS STEEL) STRAIGHT LINEAR STAPLERS WITHOUT BLADE FOR OPEN SURGERY | 7 | YES
H | SUTURE DEVICES | H0202010199 | STRAIGHT LINEAR STAPLERS FOR OPEN SURGERY - OTHER | 6 | YES
H | SUTURE DEVICES | H02020102 | ARTICULATED LINEAR STAPLERS FOR OPEN SURGERY | 5 | NO
H | SUTURE DEVICES | H0202010201 | SINGLE-USE ARTICULATED LINEAR STAPLERS FOR OPEN SURGERY | 6 | NO
H | SUTURE DEVICES | H020201020101 | SINGLE-USE ARTICULATED LINEAR STAPLERS WITHOUT BLADE FOR OPEN SURGERY | 7 | YES
H | SUTURE DEVICES | H020201020102 | SINGLE-USE ARTICULATED LINEAR STAPLERS WITH BLADE FOR OPEN SURGERY | 7 | YES
H | SUTURE DEVICES | H0202010202 | SINGLE PATIENT ARTICULATED LINEAR STAPLERS FOR OPEN SURGERY | 6 | NO
H | SUTURE DEVICES | H020201020201 | SINGLE PATIENT ARTICULATED LINEAR STAPLERS WITH BLADE FOR OPEN SURGERY | 7 | YES
H | SUTURE DEVICES | H020201020202 | SINGLE PATIENT ARTICULATED LINEAR STAPLERS WITHOUT BLADE FOR OPEN SURGERY | 7 | YES
H | SUTURE DEVICES | H0202010299 | ARTICULATED LINEAR STAPLERS FOR OPEN SURGERY- OTHER | 6 | YES
H | SUTURE DEVICES | H02020103 | SINGLE-PATIENT LINEAR SUTURE CARTDRIGES FOR OPEN SURGERY | 5 | NO
H | SUTURE DEVICES | H0202010301 | SINGLE-PATIENT LINEAR SUTURE CARTDRIGES WITH BLADE FOR OPEN SURGERY | 6 | YES
H | SUTURE DEVICES | H0202010302 | SINGLE-PATIENT LINEAR SUTURE CARTDRIGES WITHOUT BLADE FOR OPEN SURGERY | 6 | YES
H | SUTURE DEVICES | H0202010399 | SINGLE-PATIENT LINEAR SUTURE CARTDRIGES FOR OPEN SURGERY - OTHER | 6 | YES
H | SUTURE DEVICES | H02020104 | REUSABLE LINEAR SUTURE CARTDRIGES FOR OPEN SURGERY | 5 | NO
H | SUTURE DEVICES | H0202010401 | REUSABLE LINEAR SUTURE CARTDRIGES WITH BLADE FOR OPEN SURGERY | 6 | YES
H | SUTURE DEVICES | H0202010402 | REUSABLE LINEAR SUTURE CARTDRIGES WITHOUT BLADE FOR OPEN SURGERY | 6 | YES
H | SUTURE DEVICES | H0202010499 | REUSABLE LINEAR SUTURE CARTDRIGES FOR OPEN SURGERY - OTHER | 6 | YES
H | SUTURE DEVICES | H02020199 | LINEAR STAPLERS FOR OPEN SURGERY - OTHER | 5 | YES
H | SUTURE DEVICES | H020202 | CIRCULAR STAPLERS FOR OPEN SURGERY | 4 | NO
H | SUTURE DEVICES | H02020201 | STRAIGHT CIRCULAR STAPLERS FOR OPEN SURGERY | 5 | NO
H | SUTURE DEVICES | H0202020101 | SINGLE-USE STRAIGHT CIRCULAR STAPLERS FOR OPEN SURGERY | 6 | YES
H | SUTURE DEVICES | H0202020102 | REUSABLE STRAIGHT CIRCULAR STAPLERS FOR OPEN SURGERY | 6 | YES
H | SUTURE DEVICES | H02020202 | CURVED CIRCULAR STAPLERS FOR OPEN SURGERY | 5 | NO
H | SUTURE DEVICES | H0202020201 | SINGLE-USE CURVED CIRCULAR STAPLERS FOR OPEN SURGERY | 6 | YES
H | SUTURE DEVICES | H0202020202 | REUSABLE CURVED CIRCULAR STAPLERS FOR OPEN SURGERY | 6 | YES
H | SUTURE DEVICES | H02020203 | PURSE STRING STAPLERS | 5 | YES
H | SUTURE DEVICES | H02020204 | REUSABLE CIRCULAR STAPLER CARTDRIGES FOR OPEN SURGERY | 5 | YES
H | SUTURE DEVICES | H02020299 | CIRCULAR STAPLERS FOR OPEN SURGERY - OTHER | 5 | YES
H | SUTURE DEVICES | H020203 | SEMICIRCULAR STAPLERS FOR OPEN SURGERY | 4 | NO
H | SUTURE DEVICES | H02020301 | SINGLE PATIENT STRAIGHT SEMICIRCULAR STAPLERS WITH BLADE FOR OPEN SURGERY | 5 | YES
H | SUTURE DEVICES | H02020302 | SINGLE PATIENT STRAIGHT SEMICIRCULAR STAPLER CARTRIDGES WITH BLADE FOR OPEN SURGERY | 5 | YES
H | SUTURE DEVICES | H02020399 | SEMICIRCULAR STAPLERS FOR OPEN SURGERY - OTHER | 5 | YES
H | SUTURE DEVICES | H020280 | STAPLERS FOR OPEN SURGERY - ACCESSORIES | 4 | YES
H | SUTURE DEVICES | H020299 | STAPLERS FOR OPEN SURGERY - OTHER | 4 | YES
H | SUTURE DEVICES | H0203 | STAPLERS FOR VIDEOSURGERY | 3 | NO
H | SUTURE DEVICES | H020301 | LINEAR STAPLERS FOR VIDEOSURGERY | 4 | NO
H | SUTURE DEVICES | H02030104 | SINGLE PATIENT STRAIGHT LINEAR STAPLERS FOR VIDEOSURGERY | 5 | NO
H | SUTURE DEVICES | H0203010401 | SINGLE PATIENT STRAIGHT LINEAR STAPLERS WITH BLADE FOR VIDEOSURGERY | 6 | NO
H | SUTURE DEVICES | H020301040101 | SINGLE PATIENT STRAIGHT LINEAR STAPLERS WITH BLADE FOR THORACOSCOPY | 7 | YES
H | SUTURE DEVICES | H020301040102 | SINGLE PATIENT STRAIGHT LINEAR STAPLERS WITH BLADE FOR LAPAROSCOPY | 7 | YES
H | SUTURE DEVICES | H020301040199 | SINGLE PATIENT STRAIGHT LINEAR STAPLERS WITH BLADE FOR VIDEOSURGERY - OTHER | 7 | YES
H | SUTURE DEVICES | H0203010402 | SINGLE PATIENT STRAIGHT LINEAR STAPLERS WITHOUT BLADE FOR VIDEOSURGERY | 6 | NO
H | SUTURE DEVICES | H020301040201 | SINGLE PATIENT STRAIGHT LINEAR STAPLERS WITHOUT BLADE FOR THORACOSCOPY | 7 | YES
H | SUTURE DEVICES | H020301040202 | SINGLE PATIENT STRAIGHT LINEAR STAPLERS WITHOUT BLADE FOR LAPAROSCOPY | 7 | YES
H | SUTURE DEVICES | H020301040299 | SINGLE PATIENT STRAIGHT LINEAR STAPLERS WITHOUT BLADE FOR VIDEOSURGERY – OTHER | 7 | YES
H | SUTURE DEVICES | H0203010499 | SINGLE PATIENT STRAIGHT LINEAR STAPLERS FOR VIDEOSURGERY – OTHER | 6 | YES
H | SUTURE DEVICES | H02030105 | SINGLE PATIENT ARTICULATED LINEAR STAPLERS FOR VIDEO SURGERY | 5 | NO
H | SUTURE DEVICES | H0203010501 | SINGLE PATIENT ARTICULATED LINEAR STAPLERS WITH BLADE FOR VIDEO SURGERY | 6 | NO
H | SUTURE DEVICES | H020301050101 | SINGLE PATIENT ARTICULATED LINEAR STAPLERS WITH BLADE FOR THORACOSCOPY | 7 | YES
H | SUTURE DEVICES | H020301050102 | SINGLE PATIENT ARTICULATED LINEAR STAPLERS WITH BLADE FOR LAPAROSCOPY | 7 | YES
H | SUTURE DEVICES | H020301050199 | SINGLE PATIENT ARTICULATED LINEAR STAPLERS WITH BLADE FOR VIDEOSURGERY – OTHER | 7 | YES
H | SUTURE DEVICES | H0203010502 | SINGLE PATIENT ARTICULATED LINEAR STAPLERS WITHOUT BLADE FOR VIDEO SURGERY | 6 | NO
H | SUTURE DEVICES | H020301050201 | SINGLE PATIENT ARTICULATED LINEAR STAPLERS WITHOUT BLADE FOR THORACOSCOPY | 7 | YES
H | SUTURE DEVICES | H020301050202 | SINGLE PATIENT ARTICULATED LINEAR STAPLERS WITHOUT BLADE FOR LAPAROSCOPY | 7 | YES
H | SUTURE DEVICES | H020301050299 | SINGLE PATIENT ARTICULATED LINEAR STAPLERS WITHOUT BLADE FOR VIDEOSURGERY – OTHER | 7 | YES
H | SUTURE DEVICES | H02030106 | LINEAR STAPLER CARTRIDGES FOR VIDEOSURGERY | 5 | YES
H | SUTURE DEVICES | H02030199 | LINEAR STAPLERS FOR VIDEOSURGERY - OTHER | 5 | YES
H | SUTURE DEVICES | H020302 | CIRCULAR STAPLERS FOR VIDEOSURGERY | 4 | NO
H | SUTURE DEVICES | H02030201 | CURVED CIRCULAR STAPLERS FOR VIDEOSURGERY | 5 | NO
H | SUTURE DEVICES | H0203020101 | SINGLE-USE CURVED CIRCULAR STAPLERS FOR VIDEOSURGERY | 6 | YES
H | SUTURE DEVICES | H0203020199 | CIRCULAR STAPLERS FOR VIDEOSURGERY - OTHER | 6 | YES
H | SUTURE DEVICES | H02030299 | CIRCULAR STAPLERS FOR VIDEOSURGERY – OTHER | 5 | YES
H | SUTURE DEVICES | H020303 | CLIP APPLIERS | 4 | YES
H | SUTURE DEVICES | H020380 | STAPLERS, VIDEOSURGERY - ACCESSORIES | 4 | YES
H | SUTURE DEVICES | H020399 | STAPLERS, VIDEOSURGERY - OTHER | 4 | YES
H | SUTURE DEVICES | H0204 | TRANSANAL RECTAL STAPLERS | 3 | NO
H | SUTURE DEVICES | H020401 | SINGLE PATIENT TRANSANAL RECTAL STAPLERS | 4 | YES
H | SUTURE DEVICES | H020402 | MULTI-USE TRANSANAL RECTAL STAPLERS | 4 | YES
H | SUTURE DEVICES | H020403 | TRANSANAL RECTAL STAPLER CARTRIDGES | 4 | YES
H | SUTURE DEVICES | H0299 | MECHANICAL SURGICAL STAPLERS - OTHER | 3 | YES
H | SUTURE DEVICES | H03 | HAEMOSTASIS CLIPS | 2 | NO
H | SUTURE DEVICES | H0301 | HAEMOSTASIS CLIPS FOR OPEN SURGERY | 3 | NO
H | SUTURE DEVICES | H030101 | MULTIPLE CLIP APPLIERS FOR OPEN SURGERY | 4 | NO
H | SUTURE DEVICES | H03010101 | SINGLE-USE MULTIPLE CLIP APPLIERS FOR OPEN SURGERY | 5 | YES
H | SUTURE DEVICES | H03010102 | SINGLE-PATIENT MULTIPLE CLIP APPLIERS FOR OPEN SURGERY | 5 | YES
H | SUTURE DEVICES | H03010104 | SINGLE-PATIENT MULTIPLE CLIP APPLIER CARTRIDGES FOR OPEN SURGERY | 5 | YES
H | SUTURE DEVICES | H03010105 | REUSABLE MULTIPLE CLIP APPLIER CARTRIDGES FOR OPEN SURGERY | 5 | YES
H | SUTURE DEVICES | H03010199 | MULTIPLE CLIP APPLIERS FOR OPEN SURGERY - OTHER | 5 | YES
H | SUTURE DEVICES | H030102 | SINGULAR CLIPS FOR OPEN SURGERY | 4 | NO
H | SUTURE DEVICES | H03010201 | NON-ABSORBABLE SINGULAR CLIPS FOR OPEN SURGERY | 5 | YES
H | SUTURE DEVICES | H03010202 | ABSORBABLE SINGULAR CLIPS FOR OPEN SURGERY | 5 | YES
H | SUTURE DEVICES | H030199 | HAEMOSTASIS CLIPS FOR OPEN SURGERY - OTHER | 4 | YES
H | SUTURE DEVICES | H0302 | HAEMOSTASIS CLIPS FOR VIDEOSURGERY | 3 | NO
H | SUTURE DEVICES | H030201 | MULTIPLE CLIP APPLIERS FOR VIDEOSURGERY | 4 | NO
H | SUTURE DEVICES | H03020101 | SINGLE-USE MULTIPLE CLIP APPLIERS FOR VIDEOSURGERY | 5 | YES
H | SUTURE DEVICES | H03020103 | REUSABLE MULTIPLE CLIP APPLIERS FOR VIDEOSURGERY | 5 | YES
H | SUTURE DEVICES | H03020199 | MULTIPLE CLIP APPLIERS FOR VIDEOSURGERY - OTHER | 5 | YES
H | SUTURE DEVICES | H030299 | HAEMOSTASIS CLIPS FOR VIDEOSURGERY - OTHER | 4 | YES
H | SUTURE DEVICES | H0303 | HAEMOSTASIS CLIPS FOR OPEN SURGERY AND VIDEOSURGERY | 3 | NO
H | SUTURE DEVICES | H030301 | SINGULAR HAEMOSTASIS CLIPS FOR OPEN SURGERY AND VIDEOSURGERY | 4 | NO
H | SUTURE DEVICES | H03030101 | SINGULAR NON-ABSORBABLE HAEMOSTASIS CLIPS FOR OPEN SURGERY AND VIDEOSURGERY | 5 | YES
H | SUTURE DEVICES | H03030102 | SINGLE ABSORBABLE CLIPS FOR HEMOSTASIS IN OPEN AND VIDEO SURGERY | 5 | YES
H | SUTURE DEVICES | H0380 | HEMOSTASIS CLIPS - ACCESSORIES | 3 | NO
H | SUTURE DEVICES | H038001 | SINGLE-USE DEVICES FOR REMOVAL OF CLIPS FOR HEMOSTASIS | 4 | NO
H | SUTURE DEVICES | H03800101 | SINGLE-USE DEVICES FOR CLIP REMOVAL IN OPEN SURGERY | 5 | YES
H | SUTURE DEVICES | H03800102 | SINGLE-USE DEVICES FOR CLIP REMOVAL IN VIDEO SURGERY | 5 | YES
H | SUTURE DEVICES | H038099 | CLIPS FOR HEMOSTASIS - ACCESSORIES OTHER | 4 | YES
H | SUTURE DEVICES | H0399 | HAEMOSTASIS CLIPS - OTHER | 3 | YES
H | SUTURE DEVICES | H90 | SUTURE DEVICES - VARIOUS | 2 | NO
H | SUTURE DEVICES | H9001 | TISSUE ADHESIVES | 3 | NO
H | SUTURE DEVICES | H900101 | GLUES | 4 | NO
H | SUTURE DEVICES | H90010101 | BIOLOGICAL GLUES | 5 | YES
H | SUTURE DEVICES | H90010102 | SYNTHETIC GLUES | 5 | YES
H | SUTURE DEVICES | H900102 | BANDAGES FOR SUTURES | 4 | YES
H | SUTURE DEVICES | H900199 | TISSUE ADHESIVES - OTHER | 4 | YES
H | SUTURE DEVICES | H9002 | TAPES, MEDICAL/SURGICAL | 3 | NO
H | SUTURE DEVICES | H900201 | SUTURE TAPES | 4 | NO
H | SUTURE DEVICES | H90020101 | UMBILICAL CORD TAPES | 5 | YES
H | SUTURE DEVICES | H90020102 | CERCLAGE TAPES | 5 | YES
H | SUTURE DEVICES | H90020103 | PARENCHYMATOUS TISSUE TAPES | 5 | YES
H | SUTURE DEVICES | H90020199 | SUTURE TAPES - OTHER | 5 | YES
H | SUTURE DEVICES | H900202 | MARKING TAPES, VASCULAR STRUCTURES | 4 | YES
H | SUTURE DEVICES | H900203 | OCCLUSION TAPES, VASCULAR STRUCTURES | 4 | YES
H | SUTURE DEVICES | H900299 | TAPES, MEDICAL/SURGICAL - OTHER | 4 | YES
H | SUTURE DEVICES | H9003 | SUTURE REINFORCEMENT OR SUPPORT DEVICES | 3 | NO
H | SUTURE DEVICES | H900301 | SUTURE BUTTONS | 4 | YES
H | SUTURE DEVICES | H900302 | SUTURE FELTS | 4 | YES
H | SUTURE DEVICES | H900303 | PLEDGETS | 4 | YES
H | SUTURE DEVICES | H900304 | PLUGS | 4 | YES
H | SUTURE DEVICES | H900305 | STAPLER REINFORCEMENTS | 4 | YES
H | SUTURE DEVICES | H900399 | SUTURE SUPPORT OR REINFORCEMENT SUPPORT DEVICES - OTHER | 4 | YES
H | SUTURE DEVICES | H9005 | SUTURE ZIPPERS | 3 | YES
H | SUTURE DEVICES | H9006 | CRANIAL HOLE COVERS | 3 | YES
H | SUTURE DEVICES | H9007 | ANCHORS FOR SOFT TISSUE SUTURE (excluding P09120102 ANCHORS FOR TENDON-LIGAMENT SYNTHESIS) | 3 | YES
H | SUTURE DEVICES | H9008 | SINGLE-USE SUTURE INSTRUMENTS | 3 | NO
H | SUTURE DEVICES | H900801 | SINGLE-USE NODE PUSHER | 4 | YES
H | SUTURE DEVICES | H900802 | SINGLE-USE NEEDLE HOLDERS | 4 | YES
H | SUTURE DEVICES | H900803 | SINGLE-USE SUTURE PASSER AND PORT/FASCIAL CLOSURE SYSTEMS | 4 | YES
H | SUTURE DEVICES | H900899 | SINGLE-USE INSTRUMENTS FOR SUTURES - OTHER | 4 | YES
H | SUTURE DEVICES | H9080 | SUTURE ACCESSORIES | 3 | YES
H | SUTURE DEVICES | H9099 | SUTURE DEVICES - OTHER | 3 | YES
J | ACTIVE-IMPLANTABLE DEVICES | J | ACTIVE-IMPLANTABLE DEVICES | 1 | NO
J | ACTIVE-IMPLANTABLE DEVICES | J01 | CARDIAC FUNCTIONALITY IMPLANTABLE DEVICES | 2 | NO
J | ACTIVE-IMPLANTABLE DEVICES | J0101 | IMPLANTABLE PACEMAKERS | 3 | NO
J | ACTIVE-IMPLANTABLE DEVICES | J010101 | IMPLANTABLE SINGLE CHAMBER PACEMAKERS | 4 | NO
J | ACTIVE-IMPLANTABLE DEVICES | J01010101 | IMPLANTABLE SINGLE CHAMBER PACEMAKERS (SC) | 5 | YES
J | ACTIVE-IMPLANTABLE DEVICES | J01010102 | IMPLANTABLE SINGLE CHAMBER PACEMAKERS WITH SENSOR (SR) | 5 | YES
J | ACTIVE-IMPLANTABLE DEVICES | J010102 | IMPLANTABLE SINGLE LEAD PACEMAKERS | 4 | NO
J | ACTIVE-IMPLANTABLE DEVICES | J01010201 | IMPLANTABLE SINGLE LEAD VDD PACEMAKERS | 5 | YES
J | ACTIVE-IMPLANTABLE DEVICES | J01010202 | IMPLANTABLE SINGLE LEAD VDDR PACEMAKERS WITH SENSOR | 5 | YES
J | ACTIVE-IMPLANTABLE DEVICES | J010103 | IMPLANTABLE DUAL CHAMBER PACEMAKERS | 4 | NO
J | ACTIVE-IMPLANTABLE DEVICES | J01010301 | IMPLANTABLE DUAL CHAMBER PACEMAKERS (DC) | 5 | YES
J | ACTIVE-IMPLANTABLE DEVICES | J01010302 | IMPLANTABLE DUAL CHAMBER PACEMAKERS WITH SENSOR (DR) | 5 | YES
J | ACTIVE-IMPLANTABLE DEVICES | J010104 | IMPLANTABLE TRIPLE CHAMBER PACEMAKERS | 4 | NO
J | ACTIVE-IMPLANTABLE DEVICES | J01010401 | IMPLANTABLE TRIPLE CHAMBER PACEMAKERS FOR CARDIAC RESYNCHRONIZATION (TR) | 5 | YES
J | ACTIVE-IMPLANTABLE DEVICES | J010105 | IMPLANTABLE PACEMAKERS WITH INCORPORATED ELECTRODES (LEADLESS) | 4 | YES
J | ACTIVE-IMPLANTABLE DEVICES | J010180 | IMPLANTABLE PACEMAKERS - ACCESSORIES | 4 | YES
J | ACTIVE-IMPLANTABLE DEVICES | J010199 | IMPLANTABLE PACEMAKERS - OTHER | 4 | YES
J | ACTIVE-IMPLANTABLE DEVICES | J0102 | IMPLANTABLE CARDIAC DIAGNOSTIC DEVICES | 3 | NO
J | ACTIVE-IMPLANTABLE DEVICES | J010201 | IMPLANTABLE DIAGNOSTIC ARRHYTHMIAS RECORDING CARDIAC DEVICES | 4 | YES
J | ACTIVE-IMPLANTABLE DEVICES | J010280 | IMPLANTABLE CARDIAC DIAGNOSTIC DEVICES - ACCESSORIES | 4 | YES
J | ACTIVE-IMPLANTABLE DEVICES | J010299 | IMPLANTABLE CARDIAC DIAGNOSTIC DEVICES - OTHER | 4 | YES
J | ACTIVE-IMPLANTABLE DEVICES | J0103 | IMPLANTABLE VENTRICULAR ASSISTANCE SYSTEMS | 3 | NO
J | ACTIVE-IMPLANTABLE DEVICES | J010301 | IMPLANTABLE MONOVENTRICULAR AND BIVENTRICULAR ASSISTANCE SYSTEMS | 4 | NO
J | ACTIVE-IMPLANTABLE DEVICES | J01030101 | IMPLANTABLE RIGHT MONOVENTRICULAR ASSISTANCE SYSTEMS (RVAD) | 5 | YES
J | ACTIVE-IMPLANTABLE DEVICES | J01030102 | IMPLANTABLE LEFT MONOVENTRICULAR ASSISTANCE SYSTEMS (LVAD) | 5 | YES
J | ACTIVE-IMPLANTABLE DEVICES | J01030103 | IMPLANTABLE BIVENTRICULAR ASSISTANCE SYSTEMS (BIVAD) | 5 | YES
J | ACTIVE-IMPLANTABLE DEVICES | J010380 | IMPLANTABLE VENTRICULAR ASSISTANCE SYSTEMS - ACCESSORIES | 4 | YES
J | ACTIVE-IMPLANTABLE DEVICES | J010399 | IMPLANTABLE VENTRICULAR ASSISTANCE SYSTEMS - OTHER | 4 | YES
J | ACTIVE-IMPLANTABLE DEVICES | J0104 | IMPLANTABLE ARTIFICIAL HEART AND IMPLANT KITS | 3 | NO
J | ACTIVE-IMPLANTABLE DEVICES | J010401 | IMPLANTABLE ARTIFICIAL HEART AND IMPLANT KITS | 4 | YES
J | ACTIVE-IMPLANTABLE DEVICES | J010480 | IMPLANTABLE ARTIFICIAL HEART AND IMPLANT KITS - ACCESSORIES | 4 | YES
J | ACTIVE-IMPLANTABLE DEVICES | J010499 | IMPLANTABLE ARTIFICIAL HEART AND IMPLANT KITS - OTHER | 4 | YES
J | ACTIVE-IMPLANTABLE DEVICES | J0105 | IMPLANTABLE DEFIBRILLATORS | 3 | NO
J | ACTIVE-IMPLANTABLE DEVICES | J010501 | IMPLANTABLE SINGLE CHAMBER DEFIBRILLATORS | 4 | NO
J | ACTIVE-IMPLANTABLE DEVICES | J01050101 | IMPLANTABLE SINGLE CHAMBER DEFIBRILLATORS, WITH SENSORS | 5 | YES
J | ACTIVE-IMPLANTABLE DEVICES | J010502 | IMPLANTABLE DUAL CHAMBER DEFIBRILLATORS | 4 | NO
J | ACTIVE-IMPLANTABLE DEVICES | J01050201 | IMPLANTABLE DUAL CHAMBER DEFIBRILLATORS, WITH SENSORS | 5 | YES
J | ACTIVE-IMPLANTABLE DEVICES | J010503 | IMPLANTABLE TRIPLE CHAMBER DEFIBRILLATORS | 4 | NO
J | ACTIVE-IMPLANTABLE DEVICES | J01050301 | IMPLANTABLE TRIPLE CHAMBER DEFIBRILLATORS, WITH SENSORS | 5 | YES
J | ACTIVE-IMPLANTABLE DEVICES | J010504 | SUBCUTANEOUS IMPLANTABLE DEFIBRILLATORS | 4 | YES
J | ACTIVE-IMPLANTABLE DEVICES | J010580 | IMPLANTABLE DEFIBRILLATORS - ACCESSORIES | 4 | YES
J | ACTIVE-IMPLANTABLE DEVICES | J010599 | IMPLANTABLE DEFIBRILLATORS - OTHER | 4 | YES
J | ACTIVE-IMPLANTABLE DEVICES | J0106 | CARDIAC CONTRACTILITY MODULATION IMPLANTABLE DEVICES | 3 | YES
J | ACTIVE-IMPLANTABLE DEVICES | J0107 | ACTIVE IMPLANTABLE CARDIAC DEVICES REMOTE MONITORING SYSTEMS | 3 | NO
J | ACTIVE-IMPLANTABLE DEVICES | J010701 | PULMONARY BLOOD PRESSURE REMOTE MONITORING SYSTEMS (INCLUDING SENSORS) | 4 | YES
J | ACTIVE-IMPLANTABLE DEVICES | J010702 | PACEMAKER AND IMPLANTABLE DEFIBRILLATOR REMOTE MONITORING SYSTEMS | 4 | YES
J | ACTIVE-IMPLANTABLE DEVICES | J010780 | ACTIVE IMPLANTABLE CARDIAC DEVICES REMOTE MONITORING SYSTEMS - HARDWARE ACCESSORIES | 4 | YES
J | ACTIVE-IMPLANTABLE DEVICES | J010782 | ACTIVE IMPLANTABLE CARDIAC DEVICES REMOTE MONITORING SYSTEMS - SOFTWARE ACCESSORIES | 4 | YES
J | ACTIVE-IMPLANTABLE DEVICES | J010792 | ACTIVE IMPLANTABLE CARDIAC DEVICES REMOTE MONITORING SYSTEMS - MEDICAL DEVICE SOFTWARE | 4 | YES
J | ACTIVE-IMPLANTABLE DEVICES | J010799 | ACTIVE IMPLANTABLE CARDIAC DEVICES REMOTE MONITORING SYSTEMS - OTHER | 4 | YES
J | ACTIVE-IMPLANTABLE DEVICES | J0190 | IMPLANTABLE CARDIAC DEVICES - VARIOUS | 3 | NO
J | ACTIVE-IMPLANTABLE DEVICES | J019001 | PERMANENT CARDIAC LEADS | 4 | NO
J | ACTIVE-IMPLANTABLE DEVICES | J01900101 | PERMANENT PACEMAKER LEADS (WITH OR W/O STEROID-ELUTION) | 5 | NO
J | ACTIVE-IMPLANTABLE DEVICES | J0190010101 | ENDOCARDIAL ATRIAL AND VENTRICULAR LEADS, UNIPOLAR | 6 | NO
J | ACTIVE-IMPLANTABLE DEVICES | J019001010101 | ATRIAL LEADS, PASSIVE FIXATION | 7 | YES
J | ACTIVE-IMPLANTABLE DEVICES | J019001010102 | VENTRICULAR LEADS, PASSIVE FIXATION | 7 | YES
J | ACTIVE-IMPLANTABLE DEVICES | J0190010102 | ENDOCARDIAL ATRIAL AND VENTRICULAR LEADS, BIPOLAR (WITH ACTIVE OR PASSIVE FIXATION) | 6 | YES
J | ACTIVE-IMPLANTABLE DEVICES | J0190010103 | LEFT VENTRICULAR LEADS WITH CORONARY SINUS CANNULATION SYSTEM (TRIPLE CHAMBER P.M.) | 6 | YES
J | ACTIVE-IMPLANTABLE DEVICES | J0190010104 | ENDOCARDIAL PACEMAKER LEADS, SINGLE-LEAD | 6 | YES
J | ACTIVE-IMPLANTABLE DEVICES | J0190010105 | EPICARDIAL PERMANENT CARDIAC LEADS | 6 | YES
J | ACTIVE-IMPLANTABLE DEVICES | J01900102 | PERMANENT DEFIBRILLATOR LEADS (STEROID RELEASE INCLUDED) | 5 | NO
J | ACTIVE-IMPLANTABLE DEVICES | J0190010201 | PERMANENT PACING AND DEFIBRILLATION RIGHT VENTRICULAR LEADS (WITH ACTIVE AND PASSIVE FIXATION) | 6 | NO
J | ACTIVE-IMPLANTABLE DEVICES | J019001020101 | PERMANENT CARDIAC DEFIBRILLATOR LEADS, SINGLE COIL | 7 | YES
J | ACTIVE-IMPLANTABLE DEVICES | J019001020102 | PERMANENT CARDIAC DEFIBRILLATOR LEADS, DOUBLE COIL | 7 | YES
J | ACTIVE-IMPLANTABLE DEVICES | J019001020199 | PERMANENT PACING AND DEFIBRILLATION RIGHT VENTRICULAR LEADS - OTHER | 7 | YES
J | ACTIVE-IMPLANTABLE DEVICES | J0190010202 | PERMANENT SUBCUTANEOUS DEFIBRILLATOR LEADS | 6 | YES
J | ACTIVE-IMPLANTABLE DEVICES | J01900180 | PERMANENT CARDIAC LEADS - ACCESSORIES | 5 | YES
J | ACTIVE-IMPLANTABLE DEVICES | J01900199 | PERMANENT CARDIAC LEADS - OTHER | 5 | YES
J | ACTIVE-IMPLANTABLE DEVICES | J019002 | IMPLANTABLE CARDIAC DEVICES PROGRAMMERS AND ACCESSORIES | 4 | NO
J | ACTIVE-IMPLANTABLE DEVICES | J01900203 | IMPLANTABLE CARDIAC DEVICES PROGRAMMERS | 5 | YES
J | ACTIVE-IMPLANTABLE DEVICES | J01900280 | IMPLANTABLE CARDIAC DEVICES PROGRAMMERS - HARDWARE ACCESSORY | 5 | YES
J | ACTIVE-IMPLANTABLE DEVICES | J01900282 | IMPLANTABLE CARDIAC DEVICES PROGRAMMERS - SOFTWARE ACCESSORY | 5 | YES
J | ACTIVE-IMPLANTABLE DEVICES | J01900285 | IMPLANTABLE CARDIAC DEVICES PROGRAMMERS - CONSUMABLES | 5 | YES
J | ACTIVE-IMPLANTABLE DEVICES | J01900292 | IMPLANTABLE CARDIAC DEVICES PROGRAMMERS - MEDICAL DEVICE SOFTWARE | 5 | YES
J | ACTIVE-IMPLANTABLE DEVICES | J019003 | ACTIVE-IMPLANTABLE CARDIAC SYSTEMS MAGNETISED DEVICES | 4 | YES
J | ACTIVE-IMPLANTABLE DEVICES | J019004 | ACTIVE-IMPLANTABLE CARDIAC SYSTEMS ADAPTORS | 4 | YES
J | ACTIVE-IMPLANTABLE DEVICES | J019005 | CARDIAC LEADS EXTRACTION SYSTEMS | 4 | YES
J | ACTIVE-IMPLANTABLE DEVICES | J019099 | IMPLANTABLE CARDIAC DEVICES - OTHER | 4 | YES
J | ACTIVE-IMPLANTABLE DEVICES | J02 | IMPLANTABLE NEUROSTIMULATORS | 2 | NO
J | ACTIVE-IMPLANTABLE DEVICES | J0201 | CEREBRAL IMPLANTABLE NEUROSTIMULATORS | 3 | NO
J | ACTIVE-IMPLANTABLE DEVICES | J020101 | DEEP BRAIN STIMULATION (DBS) IMPLANTABLE NEUROSTIMULATORS | 4 | NO
J | ACTIVE-IMPLANTABLE DEVICES | J02010101 | DEEP BRAIN STIMULATION (DBS) IMPLANTABLE NEUROSTIMULATORS, RECHARGEABLE | 5 | YES
J | ACTIVE-IMPLANTABLE DEVICES | J02010102 | DEEP BRAIN STIMULATION (DBS) IMPLANTABLE NEUROSTIMULATORS, NOT RECHARGEABLE | 5 | YES
J | ACTIVE-IMPLANTABLE DEVICES | J020102 | DEEP BRAIN STIMULATION (DBS) LEADS | 4 | YES
J | ACTIVE-IMPLANTABLE DEVICES | J020180 | CEREBRAL IMPLANTABLE NEUROSTIMULATORS - ACCESSORIES | 4 | YES
J | ACTIVE-IMPLANTABLE DEVICES | J020199 | CEREBRAL IMPLANTABLE NEUROSTIMULATORS - OTHER | 4 | YES
J | ACTIVE-IMPLANTABLE DEVICES | J0202 | SPINAL IMPLANTABLE NEUROSTIMULATORS | 3 | NO
J | ACTIVE-IMPLANTABLE DEVICES | J020201 | RADIOFREQUENCY IMPLANTABLE SPINAL NEUROSTIMULATORS | 4 | YES
J | ACTIVE-IMPLANTABLE DEVICES | J020202 | FULLY IMPLANTABLE SPINAL NEUROSTIMULATORS | 4 | NO
J | ACTIVE-IMPLANTABLE DEVICES | J02020201 | FULLY IMPLANTABLE SPINAL NEUROSTIMULATORS, RECHARGEABLE | 5 | YES
J | ACTIVE-IMPLANTABLE DEVICES | J02020202 | FULLY IMPLANTABLE SPINAL NEUROSTIMULATORS, NOT RECHARGEABLE | 5 | YES
J | ACTIVE-IMPLANTABLE DEVICES | J020203 | SPINAL NEUROSTIMULATION LEADS | 4 | YES
J | ACTIVE-IMPLANTABLE DEVICES | J020280 | SPINAL IMPLANTABLE NEUROSTIMULATORS - ACCESSORIES | 4 | YES
J | ACTIVE-IMPLANTABLE DEVICES | J020299 | SPINAL IMPLANTABLE NEUROSTIMULATORS - OTHER | 4 | YES
J | ACTIVE-IMPLANTABLE DEVICES | J0203 | VAGAL IMPLANTABLE NEUROSTIMULATORS | 3 | NO
J | ACTIVE-IMPLANTABLE DEVICES | J020301 | DRUG-RESISTANT EPILEPSY NON-SURGICAL THERAPY IMPLANTABLE NEUROSTIMULATORS | 4 | YES
J | ACTIVE-IMPLANTABLE DEVICES | J020302 | VAGAL NEUROSTIMULATION LEADS | 4 | YES
J | ACTIVE-IMPLANTABLE DEVICES | J020380 | VAGAL IMPLANTABLE NEUROSTIMULATORS - ACCESSORIES | 4 | YES
J | ACTIVE-IMPLANTABLE DEVICES | J020399 | VAGAL IMPLANTABLE NEUROSTIMULATORS - OTHER | 4 | YES
J | ACTIVE-IMPLANTABLE DEVICES | J0204 | SACRAL SPINE IMPLANTABLE NEUROSTIMULATORS | 3 | NO
J | ACTIVE-IMPLANTABLE DEVICES | J020401 | BLADDER INCONTINENCE NEUROSTIMULATORS | 4 | YES
J | ACTIVE-IMPLANTABLE DEVICES | J020402 | INTESTINAL INCONTINENCE NEUROSTIMULATORS | 4 | YES
J | ACTIVE-IMPLANTABLE DEVICES | J020403 | SACRAL SPINE NEUROSTIMULATION LEADS | 4 | YES
J | ACTIVE-IMPLANTABLE DEVICES | J020480 | SACRAL SPINE IMPLANTABLE NEUROSTIMULATORS - ACCESSORIES | 4 | YES
J | ACTIVE-IMPLANTABLE DEVICES | J020499 | SACRAL SPINE IMPLANTABLE NEUROSTIMULATORS - OTHER | 4 | YES
J | ACTIVE-IMPLANTABLE DEVICES | J0206 | FRENIC NERVE IMPLANTABLE NEUROSTIMULATORS | 3 | YES
J | ACTIVE-IMPLANTABLE DEVICES | J0207 | NEUROSTIMULATORS PROGRAMMERS AND ACCESSORIES | 3 | NO
J | ACTIVE-IMPLANTABLE DEVICES | J020701 | NEUROSTIMULATORS PROGRAMMERS | 4 | YES
J | ACTIVE-IMPLANTABLE DEVICES | J020780 | NEUROSTIMULATORS PROGRAMMERS - HARDWARE ACCESSORIES | 4 | YES
J | ACTIVE-IMPLANTABLE DEVICES | J020782 | NEUROSTIMULATORS PROGRAMMERS - SOFTWARE ACCESSORIES | 4 | YES
J | ACTIVE-IMPLANTABLE DEVICES | J020785 | NEUROSTIMULATORS PROGRAMMERS - CONSUMABLES | 4 | YES
J | ACTIVE-IMPLANTABLE DEVICES | J020792 | NEUROSTIMULATORS PROGRAMMERS - MEDICAL DEVICE SOFTWARE | 4 | YES
J | ACTIVE-IMPLANTABLE DEVICES | J0208 | GASTRIC IMPLANTABLE NEUROSTIMULATORS | 3 | NO
J | ACTIVE-IMPLANTABLE DEVICES | J020801 | INFERIOR ESOPHAGEAL SPHINCTER IMPLANTABLE NEUROSTIMULATORS | 4 | YES
J | ACTIVE-IMPLANTABLE DEVICES | J020802 | GASTRIC IMPLANTABLE OBESITY TREATMENT NEUROSTIMULATORS | 4 | YES
J | ACTIVE-IMPLANTABLE DEVICES | J020803 | GASTRIC IMPLANTABLE NAUSEA THERAPY NEUROSTIMULATORS | 4 | YES
J | ACTIVE-IMPLANTABLE DEVICES | J020804 | GASTRIC NEUROSTIMULATION LEADS | 4 | YES
J | ACTIVE-IMPLANTABLE DEVICES | J0209 | CAROTID SINUS IMPLANTABLE NEUROSTIMULATORS AND LEADS | 3 | YES
J | ACTIVE-IMPLANTABLE DEVICES | J0210 | PERIPHERAL NERVE IMPLANTABLE NEUROSTIMULATORS AND PAIN THERAPY LEADS | 3 | YES
J | ACTIVE-IMPLANTABLE DEVICES | J0211 | SLEEP APNEA TREATMENT IMPLANTABLE NEUROSTIMULATORS AND LEADS | 3 | YES
J | ACTIVE-IMPLANTABLE DEVICES | J0280 | IMPLANTABLE NEUROSTIMULATORS - ACCESSORIES | 3 | YES
J | ACTIVE-IMPLANTABLE DEVICES | J0299 | IMPLANTABLE NEUROSTIMULATORS - OTHER | 3 | YES
J | ACTIVE-IMPLANTABLE DEVICES | J03 | AUDITORY ACTIVE-IMPLANTABLE DEVICES | 2 | NO
J | ACTIVE-IMPLANTABLE DEVICES | J0301 | COCHLEAR IMPLANTS | 3 | YES
J | ACTIVE-IMPLANTABLE DEVICES | J0302 | MIDDLE EAR IMPLANTS | 3 | YES
J | ACTIVE-IMPLANTABLE DEVICES | J0303 | AUDITORY BRAINSTEM IMPLANTS | 3 | YES
J | ACTIVE-IMPLANTABLE DEVICES | J0304 | BONE CONDUCTION IMPLANTS | 3 | YES
J | ACTIVE-IMPLANTABLE DEVICES | J0380 | AUDITORY ACTIVE-IMPLANTABLE DEVICES - ACCESSORIES | 3 | YES
J | ACTIVE-IMPLANTABLE DEVICES | J0399 | AUDITORY ACTIVE-IMPLANTABLE DEVICES - OTHER | 3 | YES
J | ACTIVE-IMPLANTABLE DEVICES | J04 | IMPLANTABLE PUMPS | 2 | NO
J | ACTIVE-IMPLANTABLE DEVICES | J0401 | IMPLANTABLE PUMPS, ELECTRONIC | 3 | YES
J | ACTIVE-IMPLANTABLE DEVICES | J0402 | IMPLANTABLE PUMPS, MECHANICAL | 3 | YES
J | ACTIVE-IMPLANTABLE DEVICES | J0403 | IMPLANTABLE PUMPS PROGRAMMERS AND ACCESSORIES | 3 | NO
J | ACTIVE-IMPLANTABLE DEVICES | J040301 | IMPLANTABLE PUMPS PROGRAMMERS | 4 | YES
J | ACTIVE-IMPLANTABLE DEVICES | J040380 | IMPLANTABLE PUMPS PROGRAMMERS - HARDWARE ACCESSORIES | 4 | YES
J | ACTIVE-IMPLANTABLE DEVICES | J040382 | IMPLANTABLE PUMPS PROGRAMMERS - SOFTWARE ACCESSORIES | 4 | YES
J | ACTIVE-IMPLANTABLE DEVICES | J040385 | IMPLANTABLE PUMPS PROGRAMMERS - CONSUMABLES | 4 | YES
J | ACTIVE-IMPLANTABLE DEVICES | J040392 | IMPLANTABLE PUMPS PROGRAMMERS - MEDICAL DEVICE SOFTWARE | 4 | YES
J | ACTIVE-IMPLANTABLE DEVICES | J0480 | IMPLANTABLE PUMPS - ACCESSORIES | 3 | YES
J | ACTIVE-IMPLANTABLE DEVICES | J0499 | IMPLANTABLE PUMPS - OTHER | 3 | YES
J | ACTIVE-IMPLANTABLE DEVICES | J05 | BRACHYTHERAPY IMPLANTABLE DEVICES | 2 | NO
J | ACTIVE-IMPLANTABLE DEVICES | J0501 | BRACHYTHERAPY SOURCES | 3 | YES
J | ACTIVE-IMPLANTABLE DEVICES | J0502 | BRACHYTHERAPY ADMINISTRATION KITS | 3 | YES
J | ACTIVE-IMPLANTABLE DEVICES | J0580 | IMPLANTABLE BRACHYTHERAPY DEVICES - ACCESSORIES | 3 | YES
J | ACTIVE-IMPLANTABLE DEVICES | J06 | ACTIVE IMPLANTABLE GLUCOSE MONITORING SYSTEMS | 2 | NO
J | ACTIVE-IMPLANTABLE DEVICES | J0601 | IMPLANTABLE GLUCOSE MONITORING SENSORS | 3 | YES
J | ACTIVE-IMPLANTABLE DEVICES | J0602 | ACTIVE IMPLANTABLE GLUCOSE MONITORING SYSTEM TRANSMITTERS | 3 | YES
J | ACTIVE-IMPLANTABLE DEVICES | J0680 | ACTIVE IMPLANTABLE GLUCOSE MONITORING SYSTEMS - ACCESSORIES | 3 | YES
J | ACTIVE-IMPLANTABLE DEVICES | J07 | OPHTHALMOLOGICAL USE ACTIVE IMPLANTABLE DEVICES | 2 | NO
J | ACTIVE-IMPLANTABLE DEVICES | J0701 | ACTIVE RETINAL IMPLANTABLE DEVICES | 3 | YES
J | ACTIVE-IMPLANTABLE DEVICES | J0702 | INTRAOCULAR PRESSURE MONITORING IMPLANTABLE DEVICES | 3 | YES
J | ACTIVE-IMPLANTABLE DEVICES | J0780 | OPHTHALMOLOGICAL USE ACTIVE IMPLANTABLE DEVICES - ACCESSORIES | 3 | YES
J | ACTIVE-IMPLANTABLE DEVICES | J0799 | OPHTHALMOLOGICAL USE ACTIVE IMPLANTABLE DEVICES - OTHER | 3 | YES
J | ACTIVE-IMPLANTABLE DEVICES | J99 | ACTIVE-IMPLANTABLE DEVICES - OTHER | 2 | YES
K | ENDOTHERAPY AND ELECTROSURGICAL DEVICES | K | ENDOTHERAPY AND ELECTROSURGICAL DEVICES | 1 | NO
K | ENDOTHERAPY AND ELECTROSURGICAL DEVICES | K01 | ENDOTHERAPY DEVICES | 2 | NO
K | ENDOTHERAPY AND ELECTROSURGICAL DEVICES | K0101 | TROCAR AND KITS, SINGLE-USE | 3 | NO
K | ENDOTHERAPY AND ELECTROSURGICAL DEVICES | K010101 | TROCAR, SINGLE-USE | 4 | NO
K | ENDOTHERAPY AND ELECTROSURGICAL DEVICES | K01010101 | TROCAR STANDARD, SINGLE-USE | 5 | YES
K | ENDOTHERAPY AND ELECTROSURGICAL DEVICES | K01010102 | HASSON TROCAR, SINGLE-USE | 5 | YES
K | ENDOTHERAPY AND ELECTROSURGICAL DEVICES | K01010103 | OPTICAL TROCAR, SINGLE-USE | 5 | YES
K | ENDOTHERAPY AND ELECTROSURGICAL DEVICES | K01010104 | THORACIC TROCAR, SINGLE-USE | 5 | YES
K | ENDOTHERAPY AND ELECTROSURGICAL DEVICES | K01010105 | SPECIAL TROCAR, SINGLE-USE | 5 | YES
K | ENDOTHERAPY AND ELECTROSURGICAL DEVICES | K01010106 | ROBOTIC SURGERY TROCAR, SINGLE-USE | 5 | YES
K | ENDOTHERAPY AND ELECTROSURGICAL DEVICES | K01010180 | TROCAR, SINGLE-USE - ACCESSORIES | 5 | YES
K | ENDOTHERAPY AND ELECTROSURGICAL DEVICES | K01010199 | TROCAR, SINGLE-USE - OTHER | 5 | YES
K | ENDOTHERAPY AND ELECTROSURGICAL DEVICES | K010102 | MINIMALLY INVASIVE SURGERY KITS, SINGLE-USE | 4 | YES
K | ENDOTHERAPY AND ELECTROSURGICAL DEVICES | K0102 | MINIMALLY INVASIVE AND ROBOTIC SURGERY INSTRUMENTS, SINGLE-USE | 3 | NO
K | ENDOTHERAPY AND ELECTROSURGICAL DEVICES | K010201 | MINIMALLY INVASIVE SURGERY SURGICAL INSTRUMENTS, SINGLE-USE | 4 | NO
K | ENDOTHERAPY AND ELECTROSURGICAL DEVICES | K01020101 | MINIMALLY INVASIVE SURGERY DISSECTORS, SINGLE-USE | 5 | YES
K | ENDOTHERAPY AND ELECTROSURGICAL DEVICES | K01020102 | MINIMALLY INVASIVE SURGERY SCISSORS, SINGLE-USE | 5 | YES
K | ENDOTHERAPY AND ELECTROSURGICAL DEVICES | K01020103 | MINIMALLY INVASIVE SURGERY MANIPULATORS, SINGLE-USE | 5 | YES
K | ENDOTHERAPY AND ELECTROSURGICAL DEVICES | K01020104 | MINIMALLY INVASIVE SURGERY FORCEPS, SINGLE-USE | 5 | YES
K | ENDOTHERAPY AND ELECTROSURGICAL DEVICES | K01020105 | MINIMALLY INVASIVE SURGERY NEEDLE HOLDERS, SINGLE-USE | 5 | YES
K | ENDOTHERAPY AND ELECTROSURGICAL DEVICES | K01020106 | MINIMALLY INVASIVE SURGERY SPREADERS AND RETRACTORS, SINGLE-USE | 5 | YES
K | ENDOTHERAPY AND ELECTROSURGICAL DEVICES | K01020107 | MINIMALLY INVASIVE SURGERY RECOVERY BAGS | 5 | YES
K | ENDOTHERAPY AND ELECTROSURGICAL DEVICES | K01020109 | MINIMALLY INVASIVE SURGERY SWABS | 5 | YES
K | ENDOTHERAPY AND ELECTROSURGICAL DEVICES | K01020110 | MINIMALLY INVASIVE SURGERY CANNULAS, SINGLE-USE | 5 | YES
K | ENDOTHERAPY AND ELECTROSURGICAL DEVICES | K01020111 | MINIMALLY INVASIVE SURGERY BLADES, SINGLE-USE | 5 | YES
K | ENDOTHERAPY AND ELECTROSURGICAL DEVICES | K01020112 | MINIMALLY INVASIVE SURGERY HOOKS, SINGLE-USE | 5 | YES
K | ENDOTHERAPY AND ELECTROSURGICAL DEVICES | K01020113 | MINIMALLY INVASIVE SURGERY SPATULAS, SINGLE-USE | 5 | YES
K | ENDOTHERAPY AND ELECTROSURGICAL DEVICES | K01020114 | MINIMALLY INVASIVE SURGERY GUIDES, SINGLE-USE | 5 | YES
K | ENDOTHERAPY AND ELECTROSURGICAL DEVICES | K01020115 | MINIMALLY INVASIVE SURGERY HANDPIECES, SINGLE-USE | 5 | YES
K | ENDOTHERAPY AND ELECTROSURGICAL DEVICES | K01020116 | ENDOSCOPIC TISSUE SUTURE APPROXIMATORS, SINGLE - USE | 5 | YES
K | ENDOTHERAPY AND ELECTROSURGICAL DEVICES | K01020117 | MINIMALLY INVASIVE SURGERY DILATORS, SINGLE-USE | 5 | YES
K | ENDOTHERAPY AND ELECTROSURGICAL DEVICES | K01020118 | MINIMALLY INVASIVE SURGERY NEEDLES, SINGLE-USE | 5 | YES
K | ENDOTHERAPY AND ELECTROSURGICAL DEVICES | K01020119 | MINIMALLY INVASIVE SURGERY PALPATORS, SINGLE USE | 5 | YES
K | ENDOTHERAPY AND ELECTROSURGICAL DEVICES | K01020120 | MINIMALLY INVASIVE SURGERY SURGICAL INSTRUMENT KITS, SINGLE-USE | 5 | YES
K | ENDOTHERAPY AND ELECTROSURGICAL DEVICES | K01020199 | MINIMALLY INVASIVE SURGERY SURGICAL INSTRUMENT KITS, SINGLE-USE - OTHER | 5 | YES
K | ENDOTHERAPY AND ELECTROSURGICAL DEVICES | K010202 | ROBOTIC SURGERY INSTRUMENTS, SINGLE-USE | 4 | NO
K | ENDOTHERAPY AND ELECTROSURGICAL DEVICES | K01020201 | ROBOTIC SURGERY SCALPELS AND BLADES, SINGLE-USE | 5 | YES
K | ENDOTHERAPY AND ELECTROSURGICAL DEVICES | K01020202 | ROBOTIC SURGERY CLIPS, SINGLE-USE | 5 | YES
K | ENDOTHERAPY AND ELECTROSURGICAL DEVICES | K01020203 | ROBOTIC SURGERY SCISSORS, SINGLE-USE | 5 | YES
K | ENDOTHERAPY AND ELECTROSURGICAL DEVICES | K01020204 | ROBOTIC SURGERY FORCEPS, SINGLE-USE | 5 | YES
K | ENDOTHERAPY AND ELECTROSURGICAL DEVICES | K01020205 | ROBOTIC SURGERY INSTRUMENT KITS, SINGLE-USE | 5 | YES
K | ENDOTHERAPY AND ELECTROSURGICAL DEVICES | K01020299 | ROBOTIC SURGERY INSTRUMENT, SINGLE-USE - OTHER | 5 | YES
K | ENDOTHERAPY AND ELECTROSURGICAL DEVICES | K0103 | SPINAL ENDOTHERAPY DEVICES | 3 | NO
K | ENDOTHERAPY AND ELECTROSURGICAL DEVICES | K010301 | SPINAL PERCUTANEOUS PLASTIC DEVICES WITH BALLOON | 4 | YES
K | ENDOTHERAPY AND ELECTROSURGICAL DEVICES | K010302 | MINIMALLY INVASIVE SPINAL SURGERY INSTRUMENTS, SINGLE-USE | 4 | YES
K | ENDOTHERAPY AND ELECTROSURGICAL DEVICES | K010399 | SPINAL ENDOTHERAPY DEVICES - OTHER | 4 | YES
K | ENDOTHERAPY AND ELECTROSURGICAL DEVICES | K0104 | VERESS NEEDLES | 3 | YES
K | ENDOTHERAPY AND ELECTROSURGICAL DEVICES | K0105 | MINIMALLY INVASIVE SURGERY STABILITY SCREW THREADS | 3 | YES
K | ENDOTHERAPY AND ELECTROSURGICAL DEVICES | K0106 | MINIMALLY INVASIVE SURGERY REDUCERS | 3 | YES
K | ENDOTHERAPY AND ELECTROSURGICAL DEVICES | K0107 | CHOLANGIOGRAPHY PROBES | 3 | YES
K | ENDOTHERAPY AND ELECTROSURGICAL DEVICES | K0108 | HAND-ASSISTED SURGERY DEVICES | 3 | YES
K | ENDOTHERAPY AND ELECTROSURGICAL DEVICES | K0180 | ENDOTHERAPY DEVICES - OTHER ACCESSORIES | 3 | YES
K | ENDOTHERAPY AND ELECTROSURGICAL DEVICES | K0199 | ENDOTHERAPY DEVICES - OTHER | 3 | YES
K | ENDOTHERAPY AND ELECTROSURGICAL DEVICES | K02 | ELECTROSURGERY DEVICES, SINGLE-USE | 2 | NO
K | ENDOTHERAPY AND ELECTROSURGICAL DEVICES | K0201 | MONO- AND BIPOLAR DEVICES, SINGLE-USE | 3 | NO
K | ENDOTHERAPY AND ELECTROSURGICAL DEVICES | K020101 | MONO- AND BIPOLAR SURGICAL INSTRUMENTS, SINGLE-USE | 4 | NO
K | ENDOTHERAPY AND ELECTROSURGICAL DEVICES | K02010101 | ELECTROSURGERY MULTIFUNCTIONAL CANNULAS, SINGLE-USE | 5 | NO
K | ENDOTHERAPY AND ELECTROSURGICAL DEVICES | K0201010101 | OPEN ELECTROSURGERY MULTIFUNCTIONAL CANNULAS, SINGLE-USE | 6 | YES
K | ENDOTHERAPY AND ELECTROSURGICAL DEVICES | K0201010102 | LAPAROSCOPIC AND THORACOSCOPIC ELECTROSURGERY MULTIFUNCTIONAL CANNULAS, SINGLE-USE | 6 | YES
K | ENDOTHERAPY AND ELECTROSURGICAL DEVICES | K02010102 | ELECTROSURGERY DISSECTORS, SINGLE-USE | 5 | NO
K | ENDOTHERAPY AND ELECTROSURGICAL DEVICES | K0201010201 | OPEN ELECTROSURGERY DISSECTORS, SINGLE-USE | 6 | YES
K | ENDOTHERAPY AND ELECTROSURGICAL DEVICES | K0201010202 | LAPAROSCOPIC AND THORACOSCOPIC ELECTROSURGERY DISSECTORS, SINGLE-USE | 6 | YES
K | ENDOTHERAPY AND ELECTROSURGICAL DEVICES | K02010103 | ELECTROSURGERY ELECTRODES, SINGLE-USE | 5 | NO
K | ENDOTHERAPY AND ELECTROSURGICAL DEVICES | K0201010301 | OPEN ELECTROSURGERY ELECTRODES, SINGLE-USE | 6 | YES
K | ENDOTHERAPY AND ELECTROSURGICAL DEVICES | K0201010302 | LAPAR AND THORACOSCOPIC ELECTROSURGERY ELECTRODES, SINGLE-USE | 6 | YES
K | ENDOTHERAPY AND ELECTROSURGICAL DEVICES | K02010104 | ELECTROSURGERY SCISSORS, SINGLE-USE | 5 | NO
K | ENDOTHERAPY AND ELECTROSURGICAL DEVICES | K0201010401 | OPEN ELECTROSURGERY SCISSORS, SINGLE-USE | 6 | YES
K | ENDOTHERAPY AND ELECTROSURGICAL DEVICES | K0201010402 | LAPAROSCOPIC AND THORACOSCOPIC ELECTROSURGERY SCISSORS, SINGLE-USE | 6 | YES
K | ENDOTHERAPY AND ELECTROSURGICAL DEVICES | K02010105 | ELECTROSURGERY HANDPIECES, SINGLE-USE | 5 | NO
K | ENDOTHERAPY AND ELECTROSURGICAL DEVICES | K0201010501 | OPEN ELECTROSURGERY HANDPIECES, SINGLE-USE | 6 | YES
K | ENDOTHERAPY AND ELECTROSURGICAL DEVICES | K0201010502 | LAPAROSCOPIC AND THORACOSCOPIC ELECTROSURGERY HANDPIECES, SINGLE-USE | 6 | YES
K | ENDOTHERAPY AND ELECTROSURGICAL DEVICES | K02010106 | ELECTROSURGERY FORCEPS, SINGLE-USE | 5 | NO
K | ENDOTHERAPY AND ELECTROSURGICAL DEVICES | K0201010601 | OPEN ELECTROSURGERY FORCEPS, SINGLE-USE | 6 | YES
K | ENDOTHERAPY AND ELECTROSURGICAL DEVICES | K0201010602 | LAPAROSCOPIC AND THORACOSCOPIC ELECTROSURGERY FORCEPS, SINGLE-USE | 6 | YES
K | ENDOTHERAPY AND ELECTROSURGICAL DEVICES | K02010107 | SMOKE EVACUATION SYSTEMS | 5 | YES
K | ENDOTHERAPY AND ELECTROSURGICAL DEVICES | K02010108 | ELECTROSURGERY NEEDLES, SINGLE-USE | 5 | NO
K | ENDOTHERAPY AND ELECTROSURGICAL DEVICES | K0201010801 | OPEN ELECTROSURGERY NEEDLES, SINGLE-USE | 6 | YES
K | ENDOTHERAPY AND ELECTROSURGICAL DEVICES | K0201010802 | LAPAROSCOPIC AND THORACOSCOPIC ELECTROSURGERY NEEDLES, SINGLE-USE | 6 | YES
K | ENDOTHERAPY AND ELECTROSURGICAL DEVICES | K02010109 | ELECTROSURGERY BLADES, SINGLE-USE | 5 | NO
K | ENDOTHERAPY AND ELECTROSURGICAL DEVICES | K0201010901 | OPEN ELECTROSURGERY BLADES, SINGLE-USE | 6 | YES
K | ENDOTHERAPY AND ELECTROSURGICAL DEVICES | K0201010902 | LAPAROSCOPIC AND THORACOSCOPIC ELECTROSURGERY BLADES, SINGLE-USE | 6 | YES
K | ENDOTHERAPY AND ELECTROSURGICAL DEVICES | K02010110 | ELECTROSURGERY MANIPULATORS, SINGLE-USE | 5 | NO
K | ENDOTHERAPY AND ELECTROSURGICAL DEVICES | K0201011001 | OPEN ELECTROSURGERY MANIPULATORS, SINGLE-USE | 6 | YES
K | ENDOTHERAPY AND ELECTROSURGICAL DEVICES | K0201011002 | LAPAROSCOPIC AND THORACOSCOPIC ELECTROSURGERY MANIPULATORS, SINGLE-USE | 6 | YES
K | ENDOTHERAPY AND ELECTROSURGICAL DEVICES | K02010111 | ELECTROSURGERY INSTRUMENT KITS, SINGLE-USE | 5 | NO
K | ENDOTHERAPY AND ELECTROSURGICAL DEVICES | K0201011101 | OPEN ELECTROSURGERY INSTRUMENT KITS, SINGLE-USE | 6 | YES
K | ENDOTHERAPY AND ELECTROSURGICAL DEVICES | K0201011102 | LAPAROSCOPIC AND THORACOSCOPIC ELECTROSURGERY INSTRUMENT KITS, SINGLE-USE | 6 | YES
K | ENDOTHERAPY AND ELECTROSURGICAL DEVICES | K02010112 | ELECTROSURGERY PROBES, SINGLE-USE | 5 | NO
K | ENDOTHERAPY AND ELECTROSURGICAL DEVICES | K0201011201 | OPEN ELECTROSURGERY PROBES, SINGLE-USE | 6 | YES
K | ENDOTHERAPY AND ELECTROSURGICAL DEVICES | K0201011202 | LAPAROSCOPIC AND THORACOSCOPIC ELECTROSURGERY PROBES, SINGLE-USE | 6 | YES
K | ENDOTHERAPY AND ELECTROSURGICAL DEVICES | K02010113 | MINIMALLY INVASIVE SURGERY MULTIPURPOSE HANDPIECES, SINGLE-USE | 5 | YES
K | ENDOTHERAPY AND ELECTROSURGICAL DEVICES | K02010199 | MONO- AND BIPOLAR INSTRUMENTS, SINGLE-USE - OTHER | 5 | YES
K | ENDOTHERAPY AND ELECTROSURGICAL DEVICES | K020102 | ELECTROSURGERY PADS (NEUTRAL ELECTRODES) AND CABLES, SINGLE-USE | 4 | NO
K | ENDOTHERAPY AND ELECTROSURGICAL DEVICES | K02010201 | ELECTROSURGERY SINGLE PATIENT PADS (NEUTRAL ELECTRODES), SINGLE-USE | 5 | YES
K | ENDOTHERAPY AND ELECTROSURGICAL DEVICES | K02010202 | ELECTROSURGERY DUAL PATIENT PADS (NEUTRAL ELECTRODES), SINGLE-USE | 5 | YES
K | ENDOTHERAPY AND ELECTROSURGICAL DEVICES | K02010203 | ELECTROSURGERY CONNECTION CABLES, SINGLE-USE | 5 | YES
K | ENDOTHERAPY AND ELECTROSURGICAL DEVICES | K020103 | SELF-POWERED BIPOLAR ELECTROCAUTERS SINGLE USE | 4 | NO
K | ENDOTHERAPY AND ELECTROSURGICAL DEVICES | K02010301 | LOW TEMPERATURE BIPOLAR ELECTROCAUTERS, SINGLE USE | 5 | YES
K | ENDOTHERAPY AND ELECTROSURGICAL DEVICES | K02010302 | MEDIUM TEMPERATURE BIPOLAR ELECTROCAUTERS, SINGLE USE | 5 | YES
K | ENDOTHERAPY AND ELECTROSURGICAL DEVICES | K02010303 | HIGH TEMPERATURE BIPOLAR ELECTROCAUTERS, SINGLE USE | 5 | YES
K | ENDOTHERAPY AND ELECTROSURGICAL DEVICES | K020180 | SINGLE- AND BIPOLAR DEVICES, SINGLE USE - ACCESSORIES | 4 | YES
K | ENDOTHERAPY AND ELECTROSURGICAL DEVICES | K020199 | MONO- AND BIPOLAR DEVICES, SINGLE USE - OTHER | 4 | YES
K | ENDOTHERAPY AND ELECTROSURGICAL DEVICES | K0202 | DEVICES FOR SURGERY WITH ULTRASONIC GENERATOR, SINGLE-USE | 3 | NO
K | ENDOTHERAPY AND ELECTROSURGICAL DEVICES | K020201 | ULTRASONIC SURGERY INSTRUMENTS, SINGLE-USE | 4 | NO
K | ENDOTHERAPY AND ELECTROSURGICAL DEVICES | K02020101 | ULTRASONIC SURGERY SCISSORS, SINGLE-USE | 5 | NO
K | ENDOTHERAPY AND ELECTROSURGICAL DEVICES | K0202010101 | ULTRASONIC OPEN SURGERY SCISSORS, SINGLE-USE | 6 | YES
K | ENDOTHERAPY AND ELECTROSURGICAL DEVICES | K0202010102 | LAPAROSCOPIC AND THORACOSCOPIC ULTRASONIC SURGERY SCISSORS, SINGLE-USE | 6 | YES
K | ENDOTHERAPY AND ELECTROSURGICAL DEVICES | K02020102 | ULTRASONIC SURGERY HANDPIECES, SINGLE-USE | 5 | NO
K | ENDOTHERAPY AND ELECTROSURGICAL DEVICES | K0202010201 | ULTRASONIC OPEN SURGERY HANDPIECES, SINGLE-USE | 6 | YES
K | ENDOTHERAPY AND ELECTROSURGICAL DEVICES | K0202010202 | LAPAROSCOPIC AND THORACOSCOPIC ULTRASONIC SURGERY HANDPIECES, SINGLE-USE | 6 | YES
K | ENDOTHERAPY AND ELECTROSURGICAL DEVICES | K02020103 | ULTRASONIC SURGERY BLADES, SINGLE-USE | 5 | NO
K | ENDOTHERAPY AND ELECTROSURGICAL DEVICES | K0202010301 | ULTRASONIC OPEN SURGERY BLADES, SINGLE-USE | 6 | YES
K | ENDOTHERAPY AND ELECTROSURGICAL DEVICES | K0202010302 | LAPAROSCOPIC AND THORACOSCOPIC ULTRASONIC SURGERY BLADES, SINGLE-USE | 6 | YES
K | ENDOTHERAPY AND ELECTROSURGICAL DEVICES | K02020104 | ULTRASONIC SURGERY INSTRUMENT KITS, SINGLE-USE | 5 | NO
K | ENDOTHERAPY AND ELECTROSURGICAL DEVICES | K0202010401 | ULTRASONIC OPEN SURGERY INSTRUMENT KITS, SINGLE-USE | 6 | YES
K | ENDOTHERAPY AND ELECTROSURGICAL DEVICES | K0202010402 | LAPAROSCOPIC AND THORACOSCOPIC ULTRASONIC SURGERY INSTRUMENT KITS, SINGLE-USE | 6 | YES
K | ENDOTHERAPY AND ELECTROSURGICAL DEVICES | K02020105 | ULTRASONIC SURGERY CANNULAS, SINGLE-USE | 5 | NO
K | ENDOTHERAPY AND ELECTROSURGICAL DEVICES | K0202010501 | ULTRASONIC OPEN SURGERY CANNULAS, SINGLE-USE | 6 | YES
K | ENDOTHERAPY AND ELECTROSURGICAL DEVICES | K0202010502 | LAPAROSCOPIC AND THORACOSCOPIC ULTRASONIC SURGERY CANNULAS, SINGLE-USE | 6 | YES
K | ENDOTHERAPY AND ELECTROSURGICAL DEVICES | K02020106 | ULTRASONIC SURGERY DISSECTORS, SINGLE-USE | 5 | NO
K | ENDOTHERAPY AND ELECTROSURGICAL DEVICES | K0202010601 | ULTRASONIC OPEN SURGERY DISSECTORS, SINGLE-USE | 6 | YES
K | ENDOTHERAPY AND ELECTROSURGICAL DEVICES | K0202010602 | LAPAROSCOPIC AND THORACOSCOPIC ULTRASONIC SURGERY DISSECTORS, SINGLE-USE | 6 | YES
K | ENDOTHERAPY AND ELECTROSURGICAL DEVICES | K02020107 | ULTRASONIC SURGERY ELECTRODES, SINGLE-USE | 5 | NO
K | ENDOTHERAPY AND ELECTROSURGICAL DEVICES | K0202010701 | ULTRASONIC OPEN SURGERY ELECTRODES, SINGLE-USE | 6 | YES
K | ENDOTHERAPY AND ELECTROSURGICAL DEVICES | K0202010702 | LAPAROSCOPIC AND THORACOSCOPIC ULTRASONIC SURGERY ELECTRODES, SINGLE-USE | 6 | YES
K | ENDOTHERAPY AND ELECTROSURGICAL DEVICES | K02020108 | ULTRASONIC SURGERY FORCEPS, SINGLE-USE | 5 | NO
K | ENDOTHERAPY AND ELECTROSURGICAL DEVICES | K0202010801 | ULTRASONIC OPEN SURGERY FORCEPS, SINGLE-USE | 6 | YES
K | ENDOTHERAPY AND ELECTROSURGICAL DEVICES | K0202010802 | LAPAROSCOPIC AND THORACOSCOPIC ULTRASONIC SURGERY FORCEPS, SINGLE-USE | 6 | YES
K | ENDOTHERAPY AND ELECTROSURGICAL DEVICES | K02020109 | ULTRASONIC SURGERY MANIPULATORS, SINGLE-USE | 5 | NO
K | ENDOTHERAPY AND ELECTROSURGICAL DEVICES | K0202010901 | ULTRASONIC OPEN SURGERY MANIPULATORS, SINGLE-USE | 6 | YES
K | ENDOTHERAPY AND ELECTROSURGICAL DEVICES | K0202010902 | ULTRASONIC LAPAROSCOPIC AND THORACOSCOPIC SURGERY MANIPULATORS, SINGLE-USE | 6 | YES
K | ENDOTHERAPY AND ELECTROSURGICAL DEVICES | K02020199 | ULTRASONIC SURGERY INSTRUMENTS, SINGLE-USE - OTHER | 5 | YES
K | ENDOTHERAPY AND ELECTROSURGICAL DEVICES | K020280 | DEVICES FOR SURGERY WITH ULTRASONIC GENERATOR, SINGLE-USE - ACCESSORIES | 4 | YES
K | ENDOTHERAPY AND ELECTROSURGICAL DEVICES | K020299 | DEVICES FOR SURGERY WITH ULTRASONIC GENERATOR, SINGLE-USE - OTHER | 4 | YES
K | ENDOTHERAPY AND ELECTROSURGICAL DEVICES | K0203 | DEVICES FOR SURGERY WITH RADIOFREQUENCY GENERATOR, SINGLE-USE | 3 | NO
K | ENDOTHERAPY AND ELECTROSURGICAL DEVICES | K020301 | RADIOFREQUENCY SURGERY INSTRUMENTS, SINGLE-USE | 4 | NO
K | ENDOTHERAPY AND ELECTROSURGICAL DEVICES | K02030101 | RADIOFREQUENCY SURGERY ELECTRODES, SINGLE-USE | 5 | YES
K | ENDOTHERAPY AND ELECTROSURGICAL DEVICES | K02030102 | RADIOFREQUENCY SURGERY FORCEPS, SINGLE-USE | 5 | YES
K | ENDOTHERAPY AND ELECTROSURGICAL DEVICES | K02030103 | RADIOFREQUENCY SURGERY INSTRUMENT KITS, SINGLE-USE | 5 | YES
K | ENDOTHERAPY AND ELECTROSURGICAL DEVICES | K02030104 | RADIOFREQUENCY SURGERY NEEDLES, SINGLE-USE | 5 | YES
K | ENDOTHERAPY AND ELECTROSURGICAL DEVICES | K02030105 | RADIOFREQUENCY SURGERY DISSECTORS, SINGLE-USE | 5 | YES
K | ENDOTHERAPY AND ELECTROSURGICAL DEVICES | K02030106 | RADIOFREQUENCY SURGERY CANNULAS, SINGLE-USE | 5 | YES
K | ENDOTHERAPY AND ELECTROSURGICAL DEVICES | K02030107 | RADIOFREQUENCY SURGERY BLADES, SINGLE-USE | 5 | YES
K | ENDOTHERAPY AND ELECTROSURGICAL DEVICES | K02030108 | RADIOFREQUENCY SURGERY SCISSORS, SINGLE-USE | 5 | YES
K | ENDOTHERAPY AND ELECTROSURGICAL DEVICES | K02030109 | RADIOFREQUENCY SURGERY HANDPIECES, SINGLE-USE | 5 | YES
K | ENDOTHERAPY AND ELECTROSURGICAL DEVICES | K02030110 | RADIOFREQUENCY SURGERY MANIPULATORS, SINGLE-USE | 5 | YES
K | ENDOTHERAPY AND ELECTROSURGICAL DEVICES | K02030199 | RADIOFREQUENCY SURGERY INSTRUMENTS, SINGLE-USE - OTHER | 5 | YES
K | ENDOTHERAPY AND ELECTROSURGICAL DEVICES | K020380 | DEVICES FOR SURGERY WITH RADIOFREQUENCY GENERATOR, SINGLE-USE - ACCESSORIES | 4 | YES
K | ENDOTHERAPY AND ELECTROSURGICAL DEVICES | K020399 | DEVICES FOR SURGERY WITH RADIOFREQUENCY GENERATOR, SINGLE-USE - OTHER | 4 | YES
K | ENDOTHERAPY AND ELECTROSURGICAL DEVICES | K0204 | DEVICES FOR SURGERY WITH ARGON GAS GENERATOR, SINGLE-USE | 3 | NO
K | ENDOTHERAPY AND ELECTROSURGICAL DEVICES | K020401 | ARGON GAS SURGERY INSTRUMENTS, SINGLE-USE | 4 | NO
K | ENDOTHERAPY AND ELECTROSURGICAL DEVICES | K02040101 | ARGON GAS SURGERY ELECTRODES, SINGLE-USE | 5 | NO
K | ENDOTHERAPY AND ELECTROSURGICAL DEVICES | K0204010101 | ARGON GAS OPEN SURGERY ELECTRODES, SINGLE-USE | 6 | YES
K | ENDOTHERAPY AND ELECTROSURGICAL DEVICES | K0204010102 | ARGON GAS LAPAROSCOPIC AND THORACOSCOPIC SURGERY ELECTRODES, SINGLE-USE | 6 | YES
K | ENDOTHERAPY AND ELECTROSURGICAL DEVICES | K02040102 | ARGON GAS SURGERY HANDPIECES, SINGLE-USE | 5 | NO
K | ENDOTHERAPY AND ELECTROSURGICAL DEVICES | K0204010201 | ARGON GAS OPEN SURGERY HANDPIECES, SINGLE-USE | 6 | YES
K | ENDOTHERAPY AND ELECTROSURGICAL DEVICES | K0204010202 | ARGON GAS LAPAROSCOPIC AND THORACOSCOPIC GAS SURGERY HANDPIECES, SINGLE-USE | 6 | YES
K | ENDOTHERAPY AND ELECTROSURGICAL DEVICES | K02040103 | ARGON GAS SURGERY FORCEPS, SINGLE-USE | 5 | NO
K | ENDOTHERAPY AND ELECTROSURGICAL DEVICES | K0204010301 | ARGON GAS OPEN SURGERY FORCEPS, SINGLE-USE | 6 | YES
K | ENDOTHERAPY AND ELECTROSURGICAL DEVICES | K0204010302 | ARGON GAS LAPAROSCOPIC AND THORACOSCOPIC SURGERY FORCEPS, SINGLE-USE | 6 | YES
K | ENDOTHERAPY AND ELECTROSURGICAL DEVICES | K02040104 | ARGON GAS SURGERY SCISSORS, SINGLE-USE | 5 | NO
K | ENDOTHERAPY AND ELECTROSURGICAL DEVICES | K0204010401 | ARGON GAS OPEN SURGERY SCISSORS, SINGLE-USE | 6 | YES
K | ENDOTHERAPY AND ELECTROSURGICAL DEVICES | K0204010402 | ARGON GAS LAPAROSCOPIC AND THORACOSCOPIC SURGERY SCISSORS, SINGLE-USE | 6 | YES
K | ENDOTHERAPY AND ELECTROSURGICAL DEVICES | K02040105 | ARGON GAS SURGERY BLADES, SINGLE-USE | 5 | NO
K | ENDOTHERAPY AND ELECTROSURGICAL DEVICES | K0204010501 | ARGON GAS OPEN SURGERY BLADES, SINGLE-USE | 6 | YES
K | ENDOTHERAPY AND ELECTROSURGICAL DEVICES | K0204010502 | ARGON GAS LAPAROSCOPIC AND THORACOSCOPIC SURGERY BLADES, SINGLE-USE | 6 | YES
K | ENDOTHERAPY AND ELECTROSURGICAL DEVICES | K02040106 | ARGON GAS SURGERY DISSECTORS, SINGLE-USE | 5 | NO
K | ENDOTHERAPY AND ELECTROSURGICAL DEVICES | K0204010601 | ARGON GAS OPEN SURGERY DISSECTORS, SINGLE-USE | 6 | YES
K | ENDOTHERAPY AND ELECTROSURGICAL DEVICES | K0204010602 | ARGON GAS LAPAROSCOPIC AND THORACOSCOPIC SURGERY DISSECTORS, SINGLE-USE | 6 | YES
K | ENDOTHERAPY AND ELECTROSURGICAL DEVICES | K02040107 | ARGON GAS SURGERY CANNULAS, SINGLE-USE | 5 | NO
K | ENDOTHERAPY AND ELECTROSURGICAL DEVICES | K0204010701 | ARGON GAS OPEN SURGERY CANNULAS, SINGLE-USE | 6 | YES
K | ENDOTHERAPY AND ELECTROSURGICAL DEVICES | K0204010702 | ARGON GAS LAPAROSCOPIC AND THORACOSCOPIC SURGERY CANNULAS, SINGLE-USE | 6 | YES
K | ENDOTHERAPY AND ELECTROSURGICAL DEVICES | K02040108 | ARGON GAS SURGERY MANIPULATORS, SINGLE-USE | 5 | NO
K | ENDOTHERAPY AND ELECTROSURGICAL DEVICES | K0204010801 | ARGON GAS OPEN SURGERY MANIPULATORS, SINGLE-USE | 6 | YES
K | ENDOTHERAPY AND ELECTROSURGICAL DEVICES | K0204010802 | ARGON GAS LAPAROSCOPIC AND THORACOSCOPIC SURGERY MANIPULATORS, SINGLE-USE | 6 | YES
K | ENDOTHERAPY AND ELECTROSURGICAL DEVICES | K02040109 | ARGON GAS SURGERY INSTRUMENT KITS, SINGLE-USE | 5 | YES
K | ENDOTHERAPY AND ELECTROSURGICAL DEVICES | K02040199 | ARGON GAS SURGERY INSTRUMENTS, SINGLE-USE- OTHER | 5 | YES
K | ENDOTHERAPY AND ELECTROSURGICAL DEVICES | K020480 | DEVICES FOR SURGERY WITH ARGON GAS GENERATOR, SINGLE-USE- ACCESSORIES | 4 | YES
K | ENDOTHERAPY AND ELECTROSURGICAL DEVICES | K020499 | DEVICES FOR SURGERY WITH ARGON GAS GENERATOR, SINGLE-USE - OTHER | 4 | YES
K | ENDOTHERAPY AND ELECTROSURGICAL DEVICES | K0205 | DEVICES FOR SURGERY WITH COMBINED RADIOFREQUENCY / ULTRASOUND GENERATORS, SINGLE-USE | 3 | NO
K | ENDOTHERAPY AND ELECTROSURGICAL DEVICES | K020501 | COMBINED RADIOFREQUENCY / ULTRASOUND SURGERY INSTRUMENTS, SINGLE-USE | 4 | NO
K | ENDOTHERAPY AND ELECTROSURGICAL DEVICES | K02050101 | COMBINED RADIOFREQUENCY / ULTRASONIC SURGERY ELECTRODES, SINGLE-USE | 5 | YES
K | ENDOTHERAPY AND ELECTROSURGICAL DEVICES | K02050102 | COMBINED RADIOFREQUENCY / ULTRASONIC SURGERY FORCEPS, SINGLE-USE | 5 | YES
K | ENDOTHERAPY AND ELECTROSURGICAL DEVICES | K02050103 | COMBINED RADIOFREQUENCY / ULTRASOUND SURGERY INSTRUMENT KITS, SINGLE-USE | 5 | YES
K | ENDOTHERAPY AND ELECTROSURGICAL DEVICES | K02050104 | COMBINED RADIOFREQUENCY / ULTRASONIC SURGERY NEEDLES, SINGLE-USE | 5 | YES
K | ENDOTHERAPY AND ELECTROSURGICAL DEVICES | K02050105 | RADIOFREQUENCY / ULTRASONIC SURGERY COMBINED DISSECTORS, SINGLE-USE | 5 | YES
K | ENDOTHERAPY AND ELECTROSURGICAL DEVICES | K02050106 | COMBINED RADIOFREQUENCY / ULTRASOUND SURGERY CANNULAS, SINGLE-USE | 5 | YES
K | ENDOTHERAPY AND ELECTROSURGICAL DEVICES | K02050107 | COMBINED RADIOFREQUENCY / ULTRASONIC SURGERY BLADES, SINGLE-USE | 5 | YES
K | ENDOTHERAPY AND ELECTROSURGICAL DEVICES | K02050108 | COMBINED RADIOFREQUENCY / ULTRASONIC SURGERY SCISSORS, SINGLE-USE | 5 | YES
K | ENDOTHERAPY AND ELECTROSURGICAL DEVICES | K02050109 | COMBINED RADIOFREQUENCY / ULTRASONIC SURGERY HANDPIECES, SINGLE-USE | 5 | YES
K | ENDOTHERAPY AND ELECTROSURGICAL DEVICES | K02050110 | COMBINED RADIOFREQUENCY / ULTRASONIC SURGERY MANIPULATORS, SINGLE-USE | 5 | YES
K | ENDOTHERAPY AND ELECTROSURGICAL DEVICES | K0299 | ELECTROSURGERY DEVICES, SINGLE-USE - OTHER | 3 | YES
K | ENDOTHERAPY AND ELECTROSURGICAL DEVICES | K03 | ARTHROSCOPY DEVICES, SINGLE-USE | 2 | NO
K | ENDOTHERAPY AND ELECTROSURGICAL DEVICES | K0301 | ARTHROSCOPY TRACTION SYSTEMS, SINGLE-USE | 3 | YES
K | ENDOTHERAPY AND ELECTROSURGICAL DEVICES | K0302 | ARTHROSCOPY SURGICAL INSTRUMENTS, SINGLE-USE | 3 | NO
K | ENDOTHERAPY AND ELECTROSURGICAL DEVICES | K030201 | ARTHROSCOPY CANNULAS, SINGLE-USE | 4 | YES
K | ENDOTHERAPY AND ELECTROSURGICAL DEVICES | K030202 | ARTHROSCOPY GUIDE WIRES, SINGLE-USE | 4 | YES
K | ENDOTHERAPY AND ELECTROSURGICAL DEVICES | K030203 | ARTHROSCOPY BLADES, SINGLE-USE | 4 | YES
K | ENDOTHERAPY AND ELECTROSURGICAL DEVICES | K030204 | ARTHROSCOPY BURS, SINGLE-USE | 4 | YES
K | ENDOTHERAPY AND ELECTROSURGICAL DEVICES | K030205 | ARTHROSCOPY SUTURE DEVICES NOT INCLUDED IN OTHER CLASSES, SINGLE-USE | 4 | YES
K | ENDOTHERAPY AND ELECTROSURGICAL DEVICES | K030206 | ARTHROSCOPY DISSECTORS, SINGLE-USE | 4 | YES
K | ENDOTHERAPY AND ELECTROSURGICAL DEVICES | K030207 | ARTHROSCOPY ELECTRODES, SINGLE-USE | 4 | YES
K | ENDOTHERAPY AND ELECTROSURGICAL DEVICES | K030208 | ARTHROSCOPY FORCEPS, SINGLE-USE | 4 | YES
K | ENDOTHERAPY AND ELECTROSURGICAL DEVICES | K030209 | ARTHROSCOPY SCISSORS, SINGLE-USE | 4 | YES
K | ENDOTHERAPY AND ELECTROSURGICAL DEVICES | K030210 | ARTHROSCOPY HANDPIECES, SINGLE USE | 4 | YES
K | ENDOTHERAPY AND ELECTROSURGICAL DEVICES | K030211 | ARTHROSCOPY MANIPULATORS, SINGLE USE | 4 | YES
K | ENDOTHERAPY AND ELECTROSURGICAL DEVICES | K030212 | ARTHROSCOPY INSTRUMENT KITS, SINGLE USE | 4 | YES
K | ENDOTHERAPY AND ELECTROSURGICAL DEVICES | K030299 | ARTHROSCOPY SURGICAL INSTRUMENTS, SINGLE USE - OTHER | 4 | YES
K | ENDOTHERAPY AND ELECTROSURGICAL DEVICES | K0380 | ARTHROSCOPY DEVICES, SINGLE USE - ACCESSORIES | 3 | YES
K | ENDOTHERAPY AND ELECTROSURGICAL DEVICES | K0399 | ARTHROSCOPY DEVICES, SINGLE USE - OTHER | 3 | YES
L | REUSABLE SURGICAL INSTRUMENTS | L | REUSABLE SURGICAL INSTRUMENTS | 1 | NO
L | REUSABLE SURGICAL INSTRUMENTS | L01 | SHARP INSTRUMENTS, REUSABLE | 2 | NO
L | REUSABLE SURGICAL INSTRUMENTS | L0101 | SURGICAL SCALPELS, REUSABLE | 3 | NO
L | REUSABLE SURGICAL INSTRUMENTS | L010101 | MONOBLOCK SURGICAL SCALPELS, REUSABLE | 4 | YES
L | REUSABLE SURGICAL INSTRUMENTS | L010102 | SCALPEL BLADES, REUSABLE | 4 | YES
L | REUSABLE SURGICAL INSTRUMENTS | L010103 | HANDLES FOR SCALPELS, REUSABLE | 4 | YES
L | REUSABLE SURGICAL INSTRUMENTS | L0102 | SURGICAL KNIVES, REUSABLE | 3 | YES
L | REUSABLE SURGICAL INSTRUMENTS | L010407 | NEUROSURGERY SCISSORS, REUSABLE | 4 | NO
L | REUSABLE SURGICAL INSTRUMENTS | L01040701 | DURA MATER SCISSORS, REUSABLE | 5 | YES
L | REUSABLE SURGICAL INSTRUMENTS | L01040702 | NERVES SCISSORS, REUSABLE | 5 | YES
L | REUSABLE SURGICAL INSTRUMENTS | L01040799 | NEUROSURGERY SCISSORS, REUSABLE - OTHER | 5 | YES
L | REUSABLE SURGICAL INSTRUMENTS | L010408 | GASTROENTEROLOGY SCISSORS, REUSABLE | 4 | NO
L | REUSABLE SURGICAL INSTRUMENTS | L01040801 | INTESTINAL SCISSORS, REUSABLE | 5 | NO
L | REUSABLE SURGICAL INSTRUMENTS | L0104080101 | RECTAL SCISSORS, REUSABLE | 6 | YES
L | REUSABLE SURGICAL INSTRUMENTS | L0104080102 | ENTEROTOMY SCISSORS, REUSABLE | 6 | YES
L | REUSABLE SURGICAL INSTRUMENTS | L0104080199 | INTESTINAL SCISSORS, REUSABLE - OTHER | 6 | YES
L | REUSABLE SURGICAL INSTRUMENTS | L01040899 | GASTROENTEROLOGY SCISSORS, REUSABLE - OTHER | 5 | YES
L | REUSABLE SURGICAL INSTRUMENTS | L010409 | THORACIC SURGERY SCISSORS, REUSABLE | 4 | YES
L | REUSABLE SURGICAL INSTRUMENTS | L010410 | ODONTOSTOMATOLOGY SCISSORS, REUSABLE | 4 | NO
L | REUSABLE SURGICAL INSTRUMENTS | L01041001 | GINGIVAL SCISSORS, REUSABLE | 5 | YES
L | REUSABLE SURGICAL INSTRUMENTS | L01041099 | ODONTOSTOMATOLOGY SCISSORS, REUSABLE - OTHER | 5 | YES
L | REUSABLE SURGICAL INSTRUMENTS | L010411 | OBSTETRIC-GYNECOLOGICAL SURGERY SCISSORS, REUSABLE | 4 | NO
L | REUSABLE SURGICAL INSTRUMENTS | L01041101 | OBSTETRICS SCISSORS, REUSABLE | 5 | NO
L | REUSABLE SURGICAL INSTRUMENTS | L0104110101 | UMBILICAL SCISSORS, REUSABLE | 6 | YES
L | REUSABLE SURGICAL INSTRUMENTS | L0104110102 | EPISIOTOMY SCISSORS, REUSABLE | 6 | YES
L | REUSABLE SURGICAL INSTRUMENTS | L0104110103 | CEPHALOTOMY SCISSORS, REUSABLE | 6 | YES
L | REUSABLE SURGICAL INSTRUMENTS | L0104110199 | OBSTETRICS SCISSORS, REUSABLE - OTHER | 6 | YES
L | REUSABLE SURGICAL INSTRUMENTS | L01041102 | GYNECOLOGY SCISSORS, REUSABLE | 5 | NO
L | REUSABLE SURGICAL INSTRUMENTS | L0104110201 | UTERINE SCISSORS, REUSABLE | 6 | YES
L | REUSABLE SURGICAL INSTRUMENTS | L0104110202 | PARAMETRIUM SCISSORS, REUSABLE | 6 | YES
L | REUSABLE SURGICAL INSTRUMENTS | L0104110299 | GYNECOLOGY SCISSORS, REUSABLE - OTHER | 6 | YES
L | REUSABLE SURGICAL INSTRUMENTS | L01041199 | OBSTETRIC-GYNECOLOGICAL SURGERY SCISSORS, REUSABLE - OTHER | 5 | YES
L | REUSABLE SURGICAL INSTRUMENTS | L010412 | ORTHOPAEDIC SURGERY SCISSORS, REUSABLE | 4 | NO
L | REUSABLE SURGICAL INSTRUMENTS | L01041201 | BONE SCISSORS, REUSABLE | 5 | YES
L | REUSABLE SURGICAL INSTRUMENTS | L01041202 | WIRES AND METAL PLATES SCISSORS, REUSABLE | 5 | YES
L | REUSABLE SURGICAL INSTRUMENTS | L01041299 | ORTHOPAEDIC SURGERY SCISSORS, REUSABLE - OTHER | 5 | YES
L | REUSABLE SURGICAL INSTRUMENTS | L010413 | MICROSURGERY SCISSORS, REUSABLE | 4 | YES
L | REUSABLE SURGICAL INSTRUMENTS | L010499 | SURGICAL SCISSORS, REUSABLE - OTHER | 4 | YES
L | REUSABLE SURGICAL INSTRUMENTS | L0107 | SURGICAL SAWS AND BLADES, REUSABLE | 3 | NO
L | REUSABLE SURGICAL INSTRUMENTS | L010701 | MANUAL SURGICAL SAWS, REUSABLE | 4 | YES
L | REUSABLE SURGICAL INSTRUMENTS | L010702 | BLADES FOR MANUAL SURGICAL SAWS, REUSABLE | 4 | YES
L | REUSABLE SURGICAL INSTRUMENTS | L010703 | BLADES FOR MOTORISED SURGICAL SAWS, REUSABLE | 4 | YES
L | REUSABLE SURGICAL INSTRUMENTS | L0180 | SHARP INSTRUMENTS, REUSABLE - ACCESSORIES | 3 | YES
L | REUSABLE SURGICAL INSTRUMENTS | L0199 | SHARP INSTRUMENTS, REUSABLE - OTHER | 3 | YES
L | REUSABLE SURGICAL INSTRUMENTS | L02 | SUTURE INSTRUMENTS, REUSABLE | 2 | NO
L | REUSABLE SURGICAL INSTRUMENTS | L0201 | NEEDLES AND APPLICATORS FOR LIGATURES, REUSABLE | 3 | YES
L | REUSABLE SURGICAL INSTRUMENTS | L0202 | SUTURE NEEDLES, REUSABLE | 3 | YES
L | REUSABLE SURGICAL INSTRUMENTS | L0203 | NEEDLE CONTAINERS, REUSABLE | 3 | YES
L | REUSABLE SURGICAL INSTRUMENTS | L0204 | STAPLE REMOVERS, REUSABLE | 3 | YES
L | REUSABLE SURGICAL INSTRUMENTS | L0205 | NEEDLE HOLDERS, REUSABLE | 3 | YES
L | REUSABLE SURGICAL INSTRUMENTS | L0206 | GROOVED PROBES, REUSABLE | 3 | YES
L | REUSABLE SURGICAL INSTRUMENTS | L0207 | KNOT PUSHERS, REUSABLE | 3 | YES
L | REUSABLE SURGICAL INSTRUMENTS | L0208 | MULTIPLE CLIPS APPLICATORS, REUSABLE | 3 | NO
L | REUSABLE SURGICAL INSTRUMENTS | L020801 | MULTIPLE CLIPS APPLICATORS FOR OPEN SURGERY, REUSABLE | 4 | YES
L | REUSABLE SURGICAL INSTRUMENTS | L020802 | MULTIPLE APPLICATORS OF CLIPS FOR VIDEO SURGERY, REUSABLE | 4 | YES
L | REUSABLE SURGICAL INSTRUMENTS | L0299 | SUTURE INSTRUMENTS, REUSABLE - OTHER | 3 | YES
L | REUSABLE SURGICAL INSTRUMENTS | L03 | GENERAL SURGERY INSTRUMENTS, REUSABLE | 2 | NO
L | REUSABLE SURGICAL INSTRUMENTS | L0301 | GENERAL SURGERY SURGICAL CANNULAS AND HANDPIECES, REUSABLE | 3 | NO
L | REUSABLE SURGICAL INSTRUMENTS | L030101 | SUCTION AND IRRIGATION SURGICAL CANNULAS AND HANDPIECES, REUSABLE | 4 | YES
L | REUSABLE SURGICAL INSTRUMENTS | L030199 | GENERAL SURGERY SURGICAL CANNULAS AND HANDPIECES, REUSABLE - OTHER | 4 | YES
L | REUSABLE SURGICAL INSTRUMENTS | L0311 | PROBES AND EXPLORERS, REUSABLE | 3 | NO
L | REUSABLE SURGICAL INSTRUMENTS | L031101 | FISTULA PROBES, REUSABLE | 4 | YES
L | REUSABLE SURGICAL INSTRUMENTS | L031102 | EXPLORATION PROBES, REUSABLE | 4 | YES
L | REUSABLE SURGICAL INSTRUMENTS | L031103 | BUTTONED PROBES, REUSABLE | 4 | YES
L | REUSABLE SURGICAL INSTRUMENTS | L031104 | SURGICAL MIRRORS, REUSABLE | 4 | YES
L | REUSABLE SURGICAL INSTRUMENTS | L031199 | PROBES AND MIRRORS, REUSABLE - OTHER | 4 | YES
L | REUSABLE SURGICAL INSTRUMENTS | L0312 | SURGICAL TROCAR, REUSABLE | 3 | NO
L | REUSABLE SURGICAL INSTRUMENTS | L031201 | THORACIC TROCAR, REUSABLE | 4 | YES
L | REUSABLE SURGICAL INSTRUMENTS | L031202 | ABDOMINAL TROCAR, REUSABLE | 4 | YES
L | REUSABLE SURGICAL INSTRUMENTS | L031203 | OTOLARYNGOLOGICAL SURGERY TROCAR, REUSABLE | 4 | YES
L | REUSABLE SURGICAL INSTRUMENTS | L031204 | ARTHROSCOPIC SURGERY TROCAR, REUSABLE | 4 | YES
L | REUSABLE SURGICAL INSTRUMENTS | L031205 | ORTHOPAEDIC SURGERY TROCAR, REUSABLE | 4 | YES
L | REUSABLE SURGICAL INSTRUMENTS | L031206 | ROBOTIC SURGERY TROCAR, REUSABLE | 4 | YES
L | REUSABLE SURGICAL INSTRUMENTS | L031280 | SURGICAL TROCAR, REUSABLE - ACCESSORIES | 4 | YES
L | REUSABLE SURGICAL INSTRUMENTS | L031299 | SURGICAL TROCAR, REUSABLE - OTHER | 4 | YES
L | REUSABLE SURGICAL INSTRUMENTS | L0313 | GENERAL SURGERY FORCEPS, REUSABLE | 3 | NO
L | REUSABLE SURGICAL INSTRUMENTS | L031301 | GENERAL SURGERY BIOPSY FORCEPS, REUSABLE | 4 | YES
L | REUSABLE SURGICAL INSTRUMENTS | L031302 | MEDICATION FORCEPS, REUSABLE | 4 | YES
L | REUSABLE SURGICAL INSTRUMENTS | L031303 | SWAB FORCEPS, REUSABLE | 4 | YES
L | REUSABLE SURGICAL INSTRUMENTS | L031304 | GRASPING FORCEPS, REUSABLE | 4 | NO
L | REUSABLE SURGICAL INSTRUMENTS | L03130401 | TISSUE AND ORGAN GRASPING FORCEPS, REUSABLE | 5 | YES
L | REUSABLE SURGICAL INSTRUMENTS | L03130402 | FORCEPS FOR EXTERNAL BODIES, REUSABLE | 5 | YES
L | REUSABLE SURGICAL INSTRUMENTS | L03130403 | SPLINTER FORCEPS, REUSABLE | 5 | YES
L | REUSABLE SURGICAL INSTRUMENTS | L03130499 | GRASPING FORCEPS, REUSABLE - OTHER | 5 | YES
L | REUSABLE SURGICAL INSTRUMENTS | L031305 | FORCEPS FOR FABRICS AND BANDAGES, REUSABLE | 4 | YES
L | REUSABLE SURGICAL INSTRUMENTS | L031306 | HEMOSTATIC FORCEPS, REUSABLE | 4 | YES
L | REUSABLE SURGICAL INSTRUMENTS | L031307 | TOWEL AND TUBE CLAMPS, REUSABLE | 4 | YES
L | REUSABLE SURGICAL INSTRUMENTS | L031308 | SURGICAL AND ANATOMICAL TWEEZERS, REUSABLE | 4 | YES
L | REUSABLE SURGICAL INSTRUMENTS | L031309 | SUTURE NEEDLE PASSERS, REUSABLE | 4 | YES
L | REUSABLE SURGICAL INSTRUMENTS | L031310 | DISSECTION FORCEPS, REUSABLE | 4 | YES
L | REUSABLE SURGICAL INSTRUMENTS | L031312 | INTUBATION FORCEPS, REUSABLE | 4 | YES
L | REUSABLE SURGICAL INSTRUMENTS | L031399 | GENERAL SURGERY FORCEPS, REUSABLE - OTHER | 4 | YES
L | REUSABLE SURGICAL INSTRUMENTS | L0314 | GENERAL SURGERY SPREADERS AND SPATULAS, REUSABLE | 3 | NO
L | REUSABLE SURGICAL INSTRUMENTS | L031401 | GENERAL SURGERY SPREADERS AND RETRACTORS, REUSABLE | 4 | NO
L | REUSABLE SURGICAL INSTRUMENTS | L03140101 | SELF-STATIC SPREADERS, REUSABLE | 5 | YES
L | REUSABLE SURGICAL INSTRUMENTS | L03140102 | VAGINAL SPREADERS, REUSABLE | 5 | YES
L | REUSABLE SURGICAL INSTRUMENTS | L03140103 | VASCULAR SPREADERS AND RETRACTORS, REUSABLE | 5 | YES
L | REUSABLE SURGICAL INSTRUMENTS | L03140104 | SPREADERS HOOKS, REUSABLE | 5 | YES
L | REUSABLE SURGICAL INSTRUMENTS | L03140105 | SKIN RETRACTORS, REUSABLE | 5 | YES
L | REUSABLE SURGICAL INSTRUMENTS | L03140199 | SPREADERS AND RETRACTORS FOR GENERAL SURGERY, REUSABLE - OTHER | 5 | YES
L | REUSABLE SURGICAL INSTRUMENTS | L031402 | GENERAL SURGERY SPATULAS, REUSABLE | 4 | YES
L | REUSABLE SURGICAL INSTRUMENTS | L0315 | GENERAL SURGERY DISSECTORS, REUSABLE | 3 | YES
L | REUSABLE SURGICAL INSTRUMENTS | L0316 | HELMETS AND BINOCULAR GLASSES FOR SURGEONS | 3 | YES
L | REUSABLE SURGICAL INSTRUMENTS | L0317 | GENERAL SURGERY ADAPTERS AND CONNECTORS, REUSABLE | 3 | YES
L | REUSABLE SURGICAL INSTRUMENTS | L0318 | INSTRUMENTS FOR SUPPORT OF SURGICAL DEVICES, REUSABLE | 3 | YES
L | REUSABLE SURGICAL INSTRUMENTS | L0399 | GENERAL SURGERY INSTRUMENTS, REUSABLE - OTHER | 3 | YES
L | REUSABLE SURGICAL INSTRUMENTS | L04 | ABDOMINAL SURGERY INSTRUMENTS, REUSABLE | 2 | NO
L | REUSABLE SURGICAL INSTRUMENTS | L0406 | RIGID RECTOSCOPES AND ANOSCOPES, REUSABLE | 3 | YES
L | REUSABLE SURGICAL INSTRUMENTS | L0408 | ABDOMINAL SURGERY SPECIAL FORCEPS, REUSABLE | 3 | NO
L | REUSABLE SURGICAL INSTRUMENTS | L040801 | LIVER AND BILIARY TRACT SPECIAL FORCEPS, REUSABLE | 4 | NO
L | REUSABLE SURGICAL INSTRUMENTS | L04080101 | GALLBLADDER FORCEPS, REUSABLE | 5 | YES
L | REUSABLE SURGICAL INSTRUMENTS | L04080102 | GALLSTONES FORCEPS, REUSABLE | 5 | YES
L | REUSABLE SURGICAL INSTRUMENTS | L04080103 | BILIARY TRACT FORCEPS, REUSABLE | 5 | YES
L | REUSABLE SURGICAL INSTRUMENTS | L04080199 | LIVER AND BILIARY TRACT SPECIAL FORCEPS, REUSABLE - OTHER | 5 | YES
L | REUSABLE SURGICAL INSTRUMENTS | L040802 | GASTROINTESTINAL SYSTEM SPECIAL FORCEPS, REUSABLE | 4 | NO
L | REUSABLE SURGICAL INSTRUMENTS | L04080201 | ESOPHAGEAL FORCEPS, REUSABLE | 5 | YES
L | REUSABLE SURGICAL INSTRUMENTS | L04080202 | GASTRIC FORCEPS, REUSABLE | 5 | YES
L | REUSABLE SURGICAL INSTRUMENTS | L04080203 | INTESTINAL FORCEPS, REUSABLE | 5 | NO
L | REUSABLE SURGICAL INSTRUMENTS | L0408020301 | INTESTINAL TISSUE GRIPPERS, REUSABLE | 6 | YES
L | REUSABLE SURGICAL INSTRUMENTS | L0408020302 | ENTEROSTATS, REUSABLE | 6 | YES
L | REUSABLE SURGICAL INSTRUMENTS | L0408020303 | RECTAL BIOPTIC FORCEPS, REUSABLE | 6 | YES
L | REUSABLE SURGICAL INSTRUMENTS | L0408020304 | INTESTINAL COMPRESSION FORCEPS, REUSABLE | 6 | YES
L | REUSABLE SURGICAL INSTRUMENTS | L0408020305 | INTESTINAL ANASTOMOSIS FORCEPS, REUSABLE | 6 | YES
L | REUSABLE SURGICAL INSTRUMENTS | L0408020306 | HEMORROIDAL FORCEPS, REUSABLE | 6 | YES
L | REUSABLE SURGICAL INSTRUMENTS | L0408020399 | INTESTINAL FORCEPS, REUSABLE - OTHER | 6 | YES
L | REUSABLE SURGICAL INSTRUMENTS | L04080204 | PERITONEAL FORCEPS, REUSABLE | 5 | YES
L | REUSABLE SURGICAL INSTRUMENTS | L04080299 | GASTROINTESTINAL SYSTEM SPECIAL FORCEPS, REUSABLE - OTHER | 5 | YES
L | REUSABLE SURGICAL INSTRUMENTS | L0409 | ABDOMINAL SURGERY DILATORS AND SPREADERS, REUSABLE | 3 | NO
L | REUSABLE SURGICAL INSTRUMENTS | L040901 | ABDOMINAL SPREADERS, REUSABLE | 4 | YES
L | REUSABLE SURGICAL INSTRUMENTS | L040902 | RECTAL AND ANAL SPREADERS, REUSABLE | 4 | YES
L | REUSABLE SURGICAL INSTRUMENTS | L040903 | GASTRIC DILATORS, REUSABLE | 4 | YES
L | REUSABLE SURGICAL INSTRUMENTS | L040999 | ABDOMINAL SURGERY DILATORS AND SPREADERS, REUSABLE - OTHER | 4 | YES
L | REUSABLE SURGICAL INSTRUMENTS | L0410 | ABDOMINAL SURGERY PROBES, REUSABLE | 3 | NO
L | REUSABLE SURGICAL INSTRUMENTS | L041001 | LIVER AND BILIARY ROUTES SURGICAL PROBES, MULTIPURPOSE | 4 | NO
L | REUSABLE SURGICAL INSTRUMENTS | L04100101 | BILIARY SURGICAL PROBES, REUSABLE | 5 | YES
L | REUSABLE SURGICAL INSTRUMENTS | L04100102 | LIVER SURGICAL PROBES, REUSABLE | 5 | YES
L | REUSABLE SURGICAL INSTRUMENTS | L041002 | DIGESTIVE SYSTEM SURGICAL PROBES, REUSABLE | 4 | NO
L | REUSABLE SURGICAL INSTRUMENTS | L04100201 | ESOPHAGEAL SURGICAL PROBES, REUSABLE | 5 | YES
L | REUSABLE SURGICAL INSTRUMENTS | L04100202 | RECTAL SURGICAL PROBES, REUSABLE | 5 | YES
L | REUSABLE SURGICAL INSTRUMENTS | L04100299 | DIGESTIVE SYSTEM SURGICAL PROBES, REUSABLE - OTHER | 5 | YES
L | REUSABLE SURGICAL INSTRUMENTS | L0411 | ABDOMINAL SURGERY INSTRUMENT KITS, REUSABLE | 3 | YES
L | REUSABLE SURGICAL INSTRUMENTS | L0499 | ABDOMINAL SURGERY INSTRUMENTS, REUSABLE - OTHER | 3 | YES
L | REUSABLE SURGICAL INSTRUMENTS | L05 | OBSTETRICS AND GYNECOLOGY INSTRUMENTS, REUSABLE | 2 | NO
L | REUSABLE SURGICAL INSTRUMENTS | L0508 | OBSTETRICS INSTRUMENTS, REUSABLE | 3 | NO
L | REUSABLE SURGICAL INSTRUMENTS | L050801 | OBSTETRICS FORCEPS, REUSABLE | 4 | YES
L | REUSABLE SURGICAL INSTRUMENTS | L050802 | AMNIOTOMES, REUSABLE | 4 | YES
L | REUSABLE SURGICAL INSTRUMENTS | L050803 | OBSTETRIC SURGERY FORCEPS, REUSABLE | 4 | NO
L | REUSABLE SURGICAL INSTRUMENTS | L05080301 | OBSTETRIC SURGERY CLAMPS, REUSABLE | 5 | NO
L | REUSABLE SURGICAL INSTRUMENTS | L0508030101 | UMBILICAL CLAMPING FORCEPS, REUSABLE | 6 | YES
L | REUSABLE SURGICAL INSTRUMENTS | L0508030199 | OBSTETRIC SURGERY CLAMPS, REUSABLE - OTHER | 6 | YES
L | REUSABLE SURGICAL INSTRUMENTS | L05080302 | OBSTETRIC GRIPPERS, REUSABLE | 5 | YES
L | REUSABLE SURGICAL INSTRUMENTS | L05080303 | PLACENTA AND ABORTIVE TISSUE FORCEPS, REUSABLE | 5 | YES
L | REUSABLE SURGICAL INSTRUMENTS | L05080399 | OBSTETRIC SURGERY FORCEPS, REUSABLE - OTHER | 5 | YES
L | REUSABLE SURGICAL INSTRUMENTS | L050804 | OBSTETRICS HOOKS, REUSABLE | 4 | YES
L | REUSABLE SURGICAL INSTRUMENTS | L050899 | OBSTETRICS INSTRUMENTS, REUSABLE - OTHER | 4 | YES
L | REUSABLE SURGICAL INSTRUMENTS | L0509 | GYNECOLOGICAL SURGERY INSTRUMENTS, REUSABLE | 3 | NO
L | REUSABLE SURGICAL INSTRUMENTS | L050901 | UTERINE CURETTES, REUSABLE | 4 | YES
L | REUSABLE SURGICAL INSTRUMENTS | L050902 | GYNECOLOGICAL USE DILATORS AND SPREADERS, REUSABLE | 4 | NO
L | REUSABLE SURGICAL INSTRUMENTS | L05090201 | GYNECOLOGICAL USE DILATORS, REUSABLE | 5 | NO
L | REUSABLE SURGICAL INSTRUMENTS | L0509020101 | VAGINAL DILATORS, REUSABLE | 6 | YES
L | REUSABLE SURGICAL INSTRUMENTS | L0509020102 | CERVICAL DILATORS, REUSABLE | 6 | YES
L | REUSABLE SURGICAL INSTRUMENTS | L0509020103 | TUBES DILATORS, REUSABLE | 6 | YES
L | REUSABLE SURGICAL INSTRUMENTS | L0509020199 | GYNECOLOGICAL USE DILATORS, REUSABLE - OTHER | 6 | YES
L | REUSABLE SURGICAL INSTRUMENTS | L05090202 | GYNECOLOGICAL USE SPREADERS, REUSABLE | 5 | NO
L | REUSABLE SURGICAL INSTRUMENTS | L0509020201 | UTERINE RETRACTORS, REUSABLE | 6 | YES
L | REUSABLE SURGICAL INSTRUMENTS | L0509020299 | GYNECOLOGICAL USE SPREADERS, REUSABLE - OTHER | 6 | YES
L | REUSABLE SURGICAL INSTRUMENTS | L050903 | GYNECOLOGICAL SURGERY FORCEPS, REUSABLE | 4 | NO
L | REUSABLE SURGICAL INSTRUMENTS | L05090301 | GYNECOLOGICAL BIOPSY FORCEPS, REUSABLE | 5 | YES
L | REUSABLE SURGICAL INSTRUMENTS | L05090302 | UTERINE FORCEPS, REUSABLE | 5 | NO
L | REUSABLE SURGICAL INSTRUMENTS | L0509030201 | HYSTERECTOMY FORCEPS, REUSABLE | 6 | YES
L | REUSABLE SURGICAL INSTRUMENTS | L0509030202 | UTERINE GRIPPERS, REUSABLE | 6 | YES
L | REUSABLE SURGICAL INSTRUMENTS | L0509030203 | PARAMETRIUM FORCEPS, REUSABLE | 6 | YES
L | REUSABLE SURGICAL INSTRUMENTS | L0509030299 | UTERINE FORCEPS, REUSABLE - OTHER | 6 | YES
L | REUSABLE SURGICAL INSTRUMENTS | L05090399 | GYNECOLOGICAL SURGERY FORCEPS, REUSABLE - OTHER | 5 | YES
L | REUSABLE SURGICAL INSTRUMENTS | L050905 | GYNECOLOGICAL SURGERY PROBES, REUSABLE | 4 | NO
L | REUSABLE SURGICAL INSTRUMENTS | L05090501 | UTERINE SURGICAL PROBES, REUSABLE | 5 | YES
L | REUSABLE SURGICAL INSTRUMENTS | L05090599 | GYNECOLOGICAL SURGERY PROBES, REUSABLE - OTHER | 5 | YES
L | REUSABLE SURGICAL INSTRUMENTS | L050906 | GYNECOLOGICAL PROSTHETIC INSTRUMENTS AND KIT, REUSABLE | 4 | YES
L | REUSABLE SURGICAL INSTRUMENTS | L0590 | OBSTETRICS AND GYNECOLOGY INSTRUMENTS, REUSABLE - VARIOUS | 3 | NO
L | REUSABLE SURGICAL INSTRUMENTS | L059001 | VAGINAL SPECULUMS, REUSABLE | 4 | YES
L | REUSABLE SURGICAL INSTRUMENTS | L059002 | UTERINE LEVERS, REUSABLE | 4 | YES
L | REUSABLE SURGICAL INSTRUMENTS | L059003 | GYNECOLOGICAL USE HOOKS, REUSABLE | 4 | YES
L | REUSABLE SURGICAL INSTRUMENTS | L059004 | UTERINE MANIPULATORS, REUSABLE | 4 | YES
L | REUSABLE SURGICAL INSTRUMENTS | L059005 | CERVICAL CERCLAGE NEEDLES, REUSABLE | 4 | YES
L | REUSABLE SURGICAL INSTRUMENTS | L059006 | OBSTETRIC AND GYNECOLOGICAL SURGERY SCALPELS AND KNIVES, REUSABLE | 4 | YES
L | REUSABLE SURGICAL INSTRUMENTS | L059007 | UTERINE MYOMA EXTRACTORS, REUSABLE | 4 | YES
L | REUSABLE SURGICAL INSTRUMENTS | L059008 | OBSTETRIC AND GYNECOLOGICAL SURGERY INSTRUMENT KITS, REUSABLE | 4 | YES
L | REUSABLE SURGICAL INSTRUMENTS | L059099 | OBSTETRICS AND GYNECOLOGY INSTRUMENTS, REUSABLE - OTHER | 4 | YES
L | REUSABLE SURGICAL INSTRUMENTS | L06 | UROLOGY INSTRUMENTS, REUSABLE | 2 | NO
L | REUSABLE SURGICAL INSTRUMENTS | L0604 | ENDOSCOPIC UROLOGY INSTRUMENTS, REUSABLE | 3 | NO
L | REUSABLE SURGICAL INSTRUMENTS | L060401 | ENDOSCOPIC UROLOGY SCISSORS, REUSABLE | 4 | YES
L | REUSABLE SURGICAL INSTRUMENTS | L060402 | ENDOSCOPIC UROLOGY MANIPULATORS, REUSABLE | 4 | YES
L | REUSABLE SURGICAL INSTRUMENTS | L060403 | ENDOSCOPIC UROLOGY FORCEPS, REUSABLE | 4 | YES
L | REUSABLE SURGICAL INSTRUMENTS | L060404 | ENDOSCOPIC UROLOGY DISSECTORS, REUSABLE | 4 | YES
L | REUSABLE SURGICAL INSTRUMENTS | L060405 | ENDOSCOPIC UROLOGY SCALPELS, REUSABLE | 4 | NO
L | REUSABLE SURGICAL INSTRUMENTS | L06040501 | ENDOSCOPIC SURGERY URETHROTOMES AND URETEROTOMES, REUSABLE | 5 | YES
L | REUSABLE SURGICAL INSTRUMENTS | L06040599 | ENDOSCOPIC UROLOGY SCALPELS, REUSABLE - OTHER | 5 | YES
L | REUSABLE SURGICAL INSTRUMENTS | L060406 | ENDOSCOPIC UROLOGY RECOVERY BASKETS, REUSABLE | 4 | YES
L | REUSABLE SURGICAL INSTRUMENTS | L060407 | ENDOSCOPIC UROLOGY SHIRTS, REUSABLE | 4 | YES
L | REUSABLE SURGICAL INSTRUMENTS | L060408 | ENDOSCOPIC UROLOGY FILLERS, REUSABLE | 4 | YES
L | REUSABLE SURGICAL INSTRUMENTS | L060409 | ENDOSCOPIC UROLOGY CANNULAS, REUSABLE | 4 | YES
L | REUSABLE SURGICAL INSTRUMENTS | L060410 | ENDOSCOPIC UROLOGY NEEDLES, REUSABLE | 4 | YES
L | REUSABLE SURGICAL INSTRUMENTS | L060411 | ENDOSCOPIC UROLOGY SPREADERS AND RETRACTORS, REUSABLE | 4 | YES
L | REUSABLE SURGICAL INSTRUMENTS | L060412 | ENDOSCOPIC UROLOGY DILATORS, REUSABLE | 4 | YES
L | REUSABLE SURGICAL INSTRUMENTS | L060413 | ENDOSCOPIC UROLOGY ADAPTERS AND CONNECTORS, REUSABLE | 4 | YES
L | REUSABLE SURGICAL INSTRUMENTS | L060480 | ENDOSCOPIC UROLOGY INSTRUMENTS, REUSABLE - ACCESSORIES | 4 | YES
L | REUSABLE SURGICAL INSTRUMENTS | L060499 | ENDOSCOPIC UROLOGY INSTRUMENTS, REUSABLE - OTHER | 4 | YES
L | REUSABLE SURGICAL INSTRUMENTS | L0605 | NON-ENDOSCOPIC UROLOGY DILATORS AND SPREADERS, REUSABLE | 3 | NO
L | REUSABLE SURGICAL INSTRUMENTS | L060501 | NON-ENDOSCOPIC UROLOGICAL EXPANSION INSTRUMENTS, REUSABLE | 4 | NO
L | REUSABLE SURGICAL INSTRUMENTS | L06050101 | NON-ENDOSCOPIC URETHRAL EXPANSION INSTRUMENTS, REUSABLE | 5 | YES
L | REUSABLE SURGICAL INSTRUMENTS | L06050199 | NON-ENDOSCOPIC UROLOGICAL DILATION INSTRUMENTS, REUSABLE - OTHER | 5 | YES
L | REUSABLE SURGICAL INSTRUMENTS | L060502 | NON-ENDOSCOPIC UROLOGY SPREADERS, REUSABLE | 4 | NO
L | REUSABLE SURGICAL INSTRUMENTS | L06050201 | NON-ENDOSCOPIC BLADDER SPREADERS AND RETRACTORS, REUSABLE | 5 | YES
L | REUSABLE SURGICAL INSTRUMENTS | L06050202 | NON-ENDOSCOPIC PROSTATIC SPREADERS AND RETRACTORS, REUSABLE | 5 | YES
L | REUSABLE SURGICAL INSTRUMENTS | L06050299 | NON-ENDOSCOPIC UROLOGY RETRACTORS, REUSABLE - OTHER | 5 | YES
L | REUSABLE SURGICAL INSTRUMENTS | L0606 | NON-ENDOSCOPIC UROLOGY FORCEPS, REUSABLE | 3 | NO
L | REUSABLE SURGICAL INSTRUMENTS | L060601 | NON-ENDOSCOPIC KIDNEY FORCEPS, REUSABLE | 4 | NO
L | REUSABLE SURGICAL INSTRUMENTS | L06060101 | KIDNEY STONES NON-ENDOSCOPIC FORCEPS, REUSABLE | 5 | YES
L | REUSABLE SURGICAL INSTRUMENTS | L06060102 | NON-ENDOSCOPIC UROLOGICAL SURGERY RENAL PEDICLE CLAMPS, REUSABLE | 5 | YES
L | REUSABLE SURGICAL INSTRUMENTS | L06060103 | NON-ENDOSCOPIC KIDNEY GRIPPERS, REUSABLE | 5 | YES
L | REUSABLE SURGICAL INSTRUMENTS | L06060199 | NON-ENDOSCOPIC KIDNEY FORCEPS, REUSABLE - OTHER | 5 | YES
L | REUSABLE SURGICAL INSTRUMENTS | L060602 | NON-ENDOSCOPIC URINARY TRACT FORCEPS, REUSABLE | 4 | YES
L | REUSABLE SURGICAL INSTRUMENTS | L060603 | EXTERNAL MALE GENITALS FORCEPS, REUSABLE | 4 | NO
L | REUSABLE SURGICAL INSTRUMENTS | L06060301 | EXTERNAL MALE GENITALS CLAMPS, REUSABLE | 5 | NO
L | REUSABLE SURGICAL INSTRUMENTS | L0606030101 | PENILE CLAMPS, REUSABLE | 6 | YES
L | REUSABLE SURGICAL INSTRUMENTS | L0606030199 | EXTERNAL MALE GENITALS CLAMPS, REUSABLE - OTHER | 6 | YES
L | REUSABLE SURGICAL INSTRUMENTS | L06060399 | EXTERNAL MALE GENITALS FORCEPS, REUSABLE - OTHER | 5 | YES
L | REUSABLE SURGICAL INSTRUMENTS | L060604 | NON-ENDOSCOPIC PROSTATIC FORCEPS, REUSABLE | 4 | YES
L | REUSABLE SURGICAL INSTRUMENTS | L060699 | NON-ENDOSCOPIC UROLOGY FORCEPS, REUSABLE - OTHER | 4 | YES
L | REUSABLE SURGICAL INSTRUMENTS | L0607 | SUPRAPUBIC ACCESS HANDPIECES, REUSABLE | 3 | YES
L | REUSABLE SURGICAL INSTRUMENTS | L0608 | NON-ENDOSCOPIC URINARY TRACT SURGICAL MANIPULATORS, REUSABLE | 3 | YES
L | REUSABLE SURGICAL INSTRUMENTS | L0609 | UROLOGICAL SURGERY INSTRUMENT KITS, REUSABLE | 3 | YES
L | REUSABLE SURGICAL INSTRUMENTS | L0610 | NON-ENDOSCOPIC UROLOGICAL SURGERY SPATULAS, REUSABLE | 3 | YES
L | REUSABLE SURGICAL INSTRUMENTS | L0611 | NON-ENDOSCOPIC UROLOGY NEEDLES, REUSABLE | 3 | YES
L | REUSABLE SURGICAL INSTRUMENTS | L0612 | UROLOGY PROSTHETIC INSTRUMENTS AND KIT, REUSABLE | 3 | YES
L | REUSABLE SURGICAL INSTRUMENTS | L0699 | UROLOGY INSTRUMENTS, REUSABLE - OTHER | 3 | YES
L | REUSABLE SURGICAL INSTRUMENTS | L07 | CARDIOVASCULAR SURGERY INSTRUMENTS, REUSABLE | 2 | NO
L | REUSABLE SURGICAL INSTRUMENTS | L0707 | CARDIAC SURGERY INSTRUMENTS, REUSABLE | 3 | NO
L | REUSABLE SURGICAL INSTRUMENTS | L070701 | CARDIAC SURGERY FORCEPS, REUSABLE | 4 | YES
L | REUSABLE SURGICAL INSTRUMENTS | L070702 | CARDIAC DILATORS AND RETRACTORS, REUSABLE | 4 | NO
L | REUSABLE SURGICAL INSTRUMENTS | L07070201 | CARDIAC DILATORS, REUSABLE | 5 | NO
L | REUSABLE SURGICAL INSTRUMENTS | L0707020101 | VALVE DILATORS, REUSABLE | 6 | YES
L | REUSABLE SURGICAL INSTRUMENTS | L0707020199 | CARDIAC DILATORS, REUSABLE - OTHER | 6 | YES
L | REUSABLE SURGICAL INSTRUMENTS | L07070202 | CARDIAC RETRACTORS, REUSABLE | 5 | YES
L | REUSABLE SURGICAL INSTRUMENTS | L070703 | CARDIAC VALVULOTOMES, REUSABLE | 4 | YES
L | REUSABLE SURGICAL INSTRUMENTS | L070704 | CARDIAC SURGERY MEASUREMENT INSTRUMENTS, REUSABLE | 4 | YES
L | REUSABLE SURGICAL INSTRUMENTS | L070705 | CARDIAC SURGERY INSTRUMENT KITS, REUSABLE | 4 | YES
L | REUSABLE SURGICAL INSTRUMENTS | L070799 | CARDIAC SURGERY INSTRUMENTS, REUSABLE - OTHER | 4 | YES
L | REUSABLE SURGICAL INSTRUMENTS | L0708 | VASCULAR SURGERY INSTRUMENTS, REUSABLE | 3 | NO
L | REUSABLE SURGICAL INSTRUMENTS | L070801 | VASCULAR SURGERY FORCEPS, REUSABLE | 4 | NO
L | REUSABLE SURGICAL INSTRUMENTS | L07080101 | VASCULAR CLIPS, REUSABLE | 5 | NO
L | REUSABLE SURGICAL INSTRUMENTS | L0708010101 | BULLDOG VASCULAR CLIPS, REUSABLE | 6 | YES
L | REUSABLE SURGICAL INSTRUMENTS | L0708010180 | VASCULAR CLIPS, REUSABLE - ACCESSORIES | 6 | NO
L | REUSABLE SURGICAL INSTRUMENTS | L070801018001 | FORCEPS FOR THE APPLICATION AND REMOVAL OF VASCULAR CLIPS, REUSABLE | 7 | YES
L | REUSABLE SURGICAL INSTRUMENTS | L070801018099 | VASCULAR CLIPS, REUSABLE - OTHER - ACCESSORIES | 7 | YES
L | REUSABLE SURGICAL INSTRUMENTS | L0708010199 | VASCULAR CLIPS, REUSABLE - OTHER | 6 | YES
L | REUSABLE SURGICAL INSTRUMENTS | L07080102 | GENERIC VASCULAR CLAMPING ANGIOSTATS AND FORCEPS, REUSABLE | 5 | YES
L | REUSABLE SURGICAL INSTRUMENTS | L07080103 | VASCULAR ANASTOMOSIS FORCEPS, REUSABLE | 5 | YES
L | REUSABLE SURGICAL INSTRUMENTS | L07080104 | VASCULAR APPROXIMATORS, REUSABLE | 5 | YES
L | REUSABLE SURGICAL INSTRUMENTS | L07080105 | SPECIFIC VESSELS CLAMPS, REUSABLE | 5 | NO
L | REUSABLE SURGICAL INSTRUMENTS | L0708010501 | AORTIC CLAMPS, REUSABLE | 6 | YES
L | REUSABLE SURGICAL INSTRUMENTS | L0708010502 | CAROTID CLAMPS, REUSABLE | 6 | YES
L | REUSABLE SURGICAL INSTRUMENTS | L0708010503 | VENA CAVA CLAMPS, REUSABLE | 6 | YES
L | REUSABLE SURGICAL INSTRUMENTS | L0708010599 | SPECIFIC VESSELS CLAMPS, REUSABLE - OTHER | 6 | YES
L | REUSABLE SURGICAL INSTRUMENTS | L07080199 | VASCULAR SURGERY CLAMPS, REUSABLE - OTHER | 5 | YES
L | REUSABLE SURGICAL INSTRUMENTS | L070802 | VASCULAR DILATORS, REUSABLE | 4 | YES
L | REUSABLE SURGICAL INSTRUMENTS | L070803 | VASCULAR SPATULAS, REUSABLE | 4 | YES
L | REUSABLE SURGICAL INSTRUMENTS | L070804 | VENOUS STRIPPERS, REUSABLE | 4 | YES
L | REUSABLE SURGICAL INSTRUMENTS | L070805 | VASCULAR TUNNELLERS, REUSABLE | 4 | YES
L | REUSABLE SURGICAL INSTRUMENTS | L070806 | CARDIOVASCULAR PROSTHETICS INSTRUMENTS, REUSABLE | 4 | NO
L | REUSABLE SURGICAL INSTRUMENTS | L07080601 | VASCULAR PROSTHETICS FORCEPS, REUSABLE | 5 | NO
L | REUSABLE SURGICAL INSTRUMENTS | L0708060101 | FORCEPS FOR THE APPLICATION OF VASCULAR PROSTHESES, REUSABLE | 6 | YES
L | REUSABLE SURGICAL INSTRUMENTS | L0708060199 | VASCULAR PROSTHETICS FORCEPS, REUSABLE - OTHER | 6 | YES
L | REUSABLE SURGICAL INSTRUMENTS | L07080699 | CARDIOVASCULAR PROSTHETICS INSTRUMENTS, REUSABLE - OTHER | 5 | YES
L | REUSABLE SURGICAL INSTRUMENTS | L070807 | VASCULAR PERFORATORS, REUSABLE | 4 | YES
L | REUSABLE SURGICAL INSTRUMENTS | L070808 | VASCULAR SURGERY MANIPULATORS, REUSABLE | 4 | NO
L | REUSABLE SURGICAL INSTRUMENTS | L07080801 | VASCULAR DEPRESSORS, REUSABLE | 5 | YES
L | REUSABLE SURGICAL INSTRUMENTS | L07080899 | VASCULAR SURGERY MANIPULATORS, REUSABLE - OTHER | 5 | YES
L | REUSABLE SURGICAL INSTRUMENTS | L070809 | ENDOARTERIECTOMY INSTRUMENTS, REUSABLE | 4 | YES
L | REUSABLE SURGICAL INSTRUMENTS | L070810 | VASCULAR SURGERY INSTRUMENT KITS, REUSABLE | 4 | YES
L | REUSABLE SURGICAL INSTRUMENTS | L070899 | VASCULAR SURGERY INSTRUMENTS, REUSABLE - OTHER | 4 | YES
L | REUSABLE SURGICAL INSTRUMENTS | L08 | THORACIC SURGERY INSTRUMENTS, REUSABLE | 2 | NO
L | REUSABLE SURGICAL INSTRUMENTS | L0801 | COSTOTOMES, REUSABLE | 3 | YES
L | REUSABLE SURGICAL INSTRUMENTS | L0804 | STERNOTOMY SURGICAL INSTRUMENTS, REUSABLE | 3 | YES
L | REUSABLE SURGICAL INSTRUMENTS | L0805 | THORACIC SURGERY FORCEPS, REUSABLE | 3 | NO
L | REUSABLE SURGICAL INSTRUMENTS | L080501 | BRONCHUS CLAMPS, REUSABLE | 4 | YES
L | REUSABLE SURGICAL INSTRUMENTS | L080502 | PULMONARY CLAMPS, REUSABLE | 4 | NO
L | REUSABLE SURGICAL INSTRUMENTS | L08050201 | PULMONARY TISSUE GRIPPERS, REUSABLE | 5 | YES
L | REUSABLE SURGICAL INSTRUMENTS | L08050299 | PULMONARY CLAMPS, REUSABLE - OTHER | 5 | YES
L | REUSABLE SURGICAL INSTRUMENTS | L080599 | THORACIC SURGERY CLAMPS, REUSABLE - OTHER | 4 | YES
L | REUSABLE SURGICAL INSTRUMENTS | L0806 | THORACIC SURGERY DILATORS AND SPREADERS, REUSABLE | 3 | NO
L | REUSABLE SURGICAL INSTRUMENTS | L080601 | THORACIC SURGERY DILATORS, REUSABLE | 4 | NO
L | REUSABLE SURGICAL INSTRUMENTS | L08060101 | PULMONARY DILATORS, REUSABLE | 5 | YES
L | REUSABLE SURGICAL INSTRUMENTS | L08060199 | THORACIC SURGERY DILATORS, REUSABLE - OTHER | 5 | YES
L | REUSABLE SURGICAL INSTRUMENTS | L080602 | THORACIC SURGERY SPREADERS, REUSABLE | 4 | NO
L | REUSABLE SURGICAL INSTRUMENTS | L08060201 | COSTAL AND STERNAL RETRACTORS, REUSABLE | 5 | YES
L | REUSABLE SURGICAL INSTRUMENTS | L08060299 | THORACIC SURGERY SPREADERS, REUSABLE - OTHER | 5 | YES
L | REUSABLE SURGICAL INSTRUMENTS | L0807 | THORACIC SURGERY SPATULAS, REUSABLE | 3 | YES
L | REUSABLE SURGICAL INSTRUMENTS | L0808 | BRONCHOSCOPIC SURGERY INSTRUMENTS, REUSABLE | 3 | NO
L | REUSABLE SURGICAL INSTRUMENTS | L080801 | BRONCHOSCOPIC SURGERY DISSECTORS, REUSABLE | 4 | YES
L | REUSABLE SURGICAL INSTRUMENTS | L080802 | BRONCHOSCOPIC SURGERY SCISSORS, REUSABLE | 4 | YES
L | REUSABLE SURGICAL INSTRUMENTS | L080803 | BRONCHOSCOPIC SURGERY CLAMPS, REUSABLE | 4 | YES
L | REUSABLE SURGICAL INSTRUMENTS | L080804 | BRONCHOSCOPIC SURGERY CURETTES, REUSABLE | 4 | YES
L | REUSABLE SURGICAL INSTRUMENTS | L080805 | BRONCHOSCOPIC SURGERY CANNULAS, REUSABLE | 4 | YES
L | REUSABLE SURGICAL INSTRUMENTS | L080806 | BRONCHOSCOPY ADAPTERS AND CONNECTORS, REUSABLE | 4 | YES
L | REUSABLE SURGICAL INSTRUMENTS | L080899 | BRONCHOSCOPIC SURGERY INSTRUMENTS, REUSABLE - OTHER | 4 | YES
L | REUSABLE SURGICAL INSTRUMENTS | L0809 | THORACIC SURGERY INSTRUMENT KITS, REUSABLE | 3 | YES
L | REUSABLE SURGICAL INSTRUMENTS | L0899 | THORACIC SURGERY INSTRUMENTS, REUSABLE - OTHER | 3 | YES
L | REUSABLE SURGICAL INSTRUMENTS | L09 | ORTHOPAEDIC AND TRAUMATOLOGICAL SURGERY INSTRUMENTS, REUSABLE | 2 | NO
L | REUSABLE SURGICAL INSTRUMENTS | L0901 | ORTHOPAEDIC SURGERY SPOONS AND CURETTES, REUSABLE | 3 | YES
L | REUSABLE SURGICAL INSTRUMENTS | L0902 | ORTHOPAEDIC SURGERY LEVERS, REUSABLE | 3 | YES
L | REUSABLE SURGICAL INSTRUMENTS | L0903 | ORTHOPAEDIC SURGERY HAMMERS, REUSABLE | 3 | YES
L | REUSABLE SURGICAL INSTRUMENTS | L0904 | OSTEOTOMES AND SCALPELS, REUSABLE | 3 | NO
L | REUSABLE SURGICAL INSTRUMENTS | L090401 | ORTHOPAEDIC SURGERY OSTEOTOMES, REUSABLE | 4 | YES
L | REUSABLE SURGICAL INSTRUMENTS | L090402 | ORTHOPAEDIC SURGERY SCALPELS, REUSABLE | 4 | YES
L | REUSABLE SURGICAL INSTRUMENTS | L090403 | ORTHOPAEDIC SURGERY GOUGES, REUSABLE | 4 | YES
L | REUSABLE SURGICAL INSTRUMENTS | L090404 | OSTEOTOMES AND SCALPELS BLADES, REUSABLE | 4 | YES
L | REUSABLE SURGICAL INSTRUMENTS | L0908 | ORTHOPAEDIC AND TRAUMATOLOGICAL TRACTION INSTRUMENTS, REUSABLE | 3 | YES
L | REUSABLE SURGICAL INSTRUMENTS | L0909 | ORTHOPAEDIC SURGERY CUTTING INSTRUMENTS, REUSABLE | 3 | NO
L | REUSABLE SURGICAL INSTRUMENTS | L090901 | BONE CUTTERS, REUSABLE | 4 | YES
L | REUSABLE SURGICAL INSTRUMENTS | L090902 | ORTHOPAEDIC SURGERY TREPHINES, REUSABLE | 4 | YES
L | REUSABLE SURGICAL INSTRUMENTS | L090903 | ORTHOPAEDIC SURGERY SCALPELS AND KNIVES, REUSABLE | 4 | YES
L | REUSABLE SURGICAL INSTRUMENTS | L090999 | ORTHOPAEDIC SURGERY CUTTING INSTRUMENTS, REUSABLE - OTHER | 4 | YES
L | REUSABLE SURGICAL INSTRUMENTS | L0910 | OSTEOSYNTHESIS INSTRUMENTS, REUSABLE | 3 | NO
L | REUSABLE SURGICAL INSTRUMENTS | L091001 | INSTRUMENTS FOR INSERTION AND EXTRACTION OF MATERIALS FOR OSTEOSYNTHESIS, REUSABLE | 4 | YES
L | REUSABLE SURGICAL INSTRUMENTS | L091002 | INSTRUMENTS FOR PROCESSING MATERIALS FOR OSTEOSYNTHESIS, REUSABLE | 4 | YES
L | REUSABLE SURGICAL INSTRUMENTS | L091099 | OSTEOSYNTHESIS INSTRUMENTS, REUSABLE - OTHER | 4 | YES
L | REUSABLE SURGICAL INSTRUMENTS | L0911 | ORTHOPAEDIC PROSTHETICS INSTRUMENTS, REUSABLE | 3 | NO
L | REUSABLE SURGICAL INSTRUMENTS | L091101 | ORTHOPAEDIC PROSTHESES AND TRAUMATOLOGICAL IMPLANTS EXTRACTORS, REUSABLE | 4 | YES
L | REUSABLE SURGICAL INSTRUMENTS | L091102 | ORTHOPAEDIC PROSTHESES REAMERS AND BURS, REUSABLE | 4 | YES
L | REUSABLE SURGICAL INSTRUMENTS | L091103 | ORTHOPAEDIC PROSTHESES FORCEPS, REUSABLE | 4 | YES
L | REUSABLE SURGICAL INSTRUMENTS | L091104 | ORTHOPAEDIC PROSTHESES POSITIONERS, REUSABLE | 4 | YES
L | REUSABLE SURGICAL INSTRUMENTS | L091105 | CEMENTATION INSTRUMENTS, REUSABLE | 4 | YES
L | REUSABLE SURGICAL INSTRUMENTS | L091106 | INSTRUMENTS FOR THE PREPARATION OF TISSUE IMPLANTS IN ORTHOPAEDIC AND TRAUMATOLOGICAL SURGERY, REUSABLE | 4 | YES
L | REUSABLE SURGICAL INSTRUMENTS | L091199 | ORTHOPAEDIC PROSTHETICS INSTRUMENTS, REUSABLE - OTHER | 4 | YES
L | REUSABLE SURGICAL INSTRUMENTS | L0912 | ORTHOPAEDIC RASPS AND FILES, REUSABLE | 3 | NO
L | REUSABLE SURGICAL INSTRUMENTS | L091201 | ORTHOPAEDIC SURGERY RASPS, REUSABLE | 4 | YES
L | REUSABLE SURGICAL INSTRUMENTS | L091202 | ORTHOPAEDIC SURGERY FILES, REUSABLE | 4 | YES
L | REUSABLE SURGICAL INSTRUMENTS | L0913 | ORTHOPAEDIC SURGERY FORCEPS, REUSABLE | 3 | NO
L | REUSABLE SURGICAL INSTRUMENTS | L091301 | BONE GRASPS, REUSABLE | 4 | YES
L | REUSABLE SURGICAL INSTRUMENTS | L091302 | BONE RONGEURS, REUSABLE | 4 | YES
L | REUSABLE SURGICAL INSTRUMENTS | L091303 | BONE REDUCTION FORCEPS, REUSABLE | 4 | YES
L | REUSABLE SURGICAL INSTRUMENTS | L091304 | SEQUESTRIAL PLIERS, REUSABLE | 4 | YES
L | REUSABLE SURGICAL INSTRUMENTS | L091305 | FORCEPS FOR TENDONS AND LIGAMENTS, REUSABLE | 4 | YES
L | REUSABLE SURGICAL INSTRUMENTS | L091306 | CARTILAGE FORCEPS, REUSABLE | 4 | YES
L | REUSABLE SURGICAL INSTRUMENTS | L091307 | ORTHOPAEDIC SURGERY RONGEURS, REUSABLE | 4 | YES
L | REUSABLE SURGICAL INSTRUMENTS | L091399 | ORTHOPAEDIC SURGERY FORCEPS, REUSABLE - OTHER | 4 | YES
L | REUSABLE SURGICAL INSTRUMENTS | L0914 | SCOLLAPERIOSTIUM AND PERIOSTEOTOMES, REUSABLE | 3 | YES
L | REUSABLE SURGICAL INSTRUMENTS | L0915 | SPREADERS AND RETRACTORS FOR ORTHOPAEDIC SURGERY, REUSABLE | 3 | YES
L | REUSABLE SURGICAL INSTRUMENTS | L0916 | ORTHOPAEDIC SURGERY BURS AND TIPS, REUSABLE | 3 | YES
L | REUSABLE SURGICAL INSTRUMENTS | L0917 | ORTHOPAEDIC SPATULAS, REUSABLE | 3 | YES
L | REUSABLE SURGICAL INSTRUMENTS | L0918 | ORTHOPAEDIC TUNNELISERS, REUSABLE | 3 | YES
L | REUSABLE SURGICAL INSTRUMENTS | L0919 | ORTHOPAEDIC AND TRAUMATOLOGICAL SURGERY INSTRUMENT KITS, REUSABLE | 3 | YES
L | REUSABLE SURGICAL INSTRUMENTS | L0920 | ORTHOPAEDIC SURGERY DISTRACTORS, REUSABLE | 3 | YES
L | REUSABLE SURGICAL INSTRUMENTS | L0921 | NON-IMPLANTABLE ORTHOPAEDIC DEVICES EXTRACTORS, REUSABLE | 3 | YES
L | REUSABLE SURGICAL INSTRUMENTS | L0922 | ORTHOPAEDIC SURGERY GUIDES, REUSABLE | 3 | YES
L | REUSABLE SURGICAL INSTRUMENTS | L0923 | ORTHOPAEDICS SURGICAL MEASURERS, REUSABLE | 3 | YES
L | REUSABLE SURGICAL INSTRUMENTS | L0924 | TENOTOMES, REUSABLE | 3 | YES
L | REUSABLE SURGICAL INSTRUMENTS | L0925 | ORTHOPAEDIC SURGERY DILATORS, REUSABLE | 3 | YES
L | REUSABLE SURGICAL INSTRUMENTS | L0926 | ORTHOPAEDIC SURGERY DISSECTORS, REUSABLE | 3 | YES
L | REUSABLE SURGICAL INSTRUMENTS | L0927 | ORTHOPAEDIC SURGERY MANUAL PERFORATORS, REUSABLE | 3 | YES
L | REUSABLE SURGICAL INSTRUMENTS | L0980 | ORTHOPAEDIC AND TRAUMATOLOGICAL SURGERY INSTRUMENTS, REUSABLE - ACCESSORIES | 3 | NO
L | REUSABLE SURGICAL INSTRUMENTS | L098001 | ORTHOPAEDIC AND TRAUMATOLOGICAL SURGERY MANDRELS, REUSABLE | 4 | YES
L | REUSABLE SURGICAL INSTRUMENTS | L098002 | ORTHOPAEDIC INSTRUMENTS KEYS, REUSABLE | 4 | YES
L | REUSABLE SURGICAL INSTRUMENTS | L098003 | ORTHOPAEDIC AND TRAUMATOLOGICAL SURGERY TAPS, REUSABLE | 4 | YES
L | REUSABLE SURGICAL INSTRUMENTS | L098099 | ORTHOPAEDIC AND TRAUMATOLOGICAL SURGERY INSTRUMENTS, REUSABLE - OTHER ACCESSORIES | 4 | YES
L | REUSABLE SURGICAL INSTRUMENTS | L0999 | ORTHOPAEDIC AND TRAUMATOLOGICAL SURGERY INSTRUMENTS, REUSABLE - OTHER | 3 | YES
L | REUSABLE SURGICAL INSTRUMENTS | L10 | MICROSURGERY INSTRUMENTS, REUSABLE | 2 | NO
L | REUSABLE SURGICAL INSTRUMENTS | L1001 | MICROSURGERY APPROXIMATORS, REUSABLE | 3 | YES
L | REUSABLE SURGICAL INSTRUMENTS | L1003 | MICROSURGERY FORCEPS, REUSABLE | 3 | YES
L | REUSABLE SURGICAL INSTRUMENTS | L1004 | MICROSURGERY NEEDLE HOLDERS, REUSABLE | 3 | YES
L | REUSABLE SURGICAL INSTRUMENTS | L1005 | MICROSURGERY INSTRUMENT KITS, REUSABLE | 3 | YES
L | REUSABLE SURGICAL INSTRUMENTS | L1099 | MICROSURGERY INSTRUMENTS, REUSABLE - OTHER | 3 | YES
L | REUSABLE SURGICAL INSTRUMENTS | L11 | NEUROSURGERY AND SPINAL SURGERY INSTRUMENTS, REUSABLE | 2 | NO
L | REUSABLE SURGICAL INSTRUMENTS | L1102 | NEUROSURGERY SPATULAS AND DISSECTORS, REUSABLE | 3 | YES
L | REUSABLE SURGICAL INSTRUMENTS | L1103 | CERVICAL TRACTION BRACKETS, REUSABLE | 3 | YES
L | REUSABLE SURGICAL INSTRUMENTS | L1104 | BITS FOR NEUROSURGERY DRILLS, REUSABLE | 3 | YES
L | REUSABLE SURGICAL INSTRUMENTS | L1105 | NEUROSURGERY SPREADERS AND RETRACTORS, REUSABLE | 3 | NO
L | REUSABLE SURGICAL INSTRUMENTS | L110501 | VERTEBRAL SURGERY SPREADERS AND RETRACTORS, REUSABLE | 4 | NO
L | REUSABLE SURGICAL INSTRUMENTS | L11050101 | LAMINECTOMY SPREADERS AND RETRACTORS, REUSABLE | 5 | YES
L | REUSABLE SURGICAL INSTRUMENTS | L11050199 | VERTEBRAL SURGERY SPREADERS AND RETRACTORS, REUSABLE - OTHER | 5 | YES
L | REUSABLE SURGICAL INSTRUMENTS | L110502 | NERVES AND VESSELS HOOK RETRACTORS, REUSABLE | 4 | YES
L | REUSABLE SURGICAL INSTRUMENTS | L110503 | CRANIAL SURGERY SPREADERS AND RETRACTORS, REUSABLE | 4 | NO
L | REUSABLE SURGICAL INSTRUMENTS | L11050301 | CEREBRAL SPREADERS AND RETRACTORS, REUSABLE | 5 | YES
L | REUSABLE SURGICAL INSTRUMENTS | L11050399 | CRANIAL SURGERY SPREADERS AND RETRACTORS, REUSABLE - OTHER | 5 | YES
L | REUSABLE SURGICAL INSTRUMENTS | L110599 | NEUROSURGERY SPREADERS AND RETRACTORS, REUSABLE - OTHER | 4 | YES
L | REUSABLE SURGICAL INSTRUMENTS | L1106 | NEUROSURGERY FORCEPS, REUSABLE | 3 | NO
L | REUSABLE SURGICAL INSTRUMENTS | L110601 | DISC HERNIA FORCEPS, REUSABLE | 4 | YES
L | REUSABLE SURGICAL INSTRUMENTS | L110602 | NEUROSURGERY GRIPPERS, REUSABLE | 4 | YES
L | REUSABLE SURGICAL INSTRUMENTS | L110603 | CRANIAL CLIPS, REUSABLE | 4 | NO
L | REUSABLE SURGICAL INSTRUMENTS | L11060301 | SCALP CLIPS, REUSABLE | 5 | YES
L | REUSABLE SURGICAL INSTRUMENTS | L11060399 | CRANIAL CLIPS, REUSABLE - OTHER | 5 | YES
L | REUSABLE SURGICAL INSTRUMENTS | L110604 | NEUROSURGERY RONGEURS, REUSABLE | 4 | YES
L | REUSABLE SURGICAL INSTRUMENTS | L110699 | NEUROSURGERY FORCEPS, REUSABLE - OTHER | 4 | YES
L | REUSABLE SURGICAL INSTRUMENTS | L1107 | NEUROSURGERY SCALPELS AND KNIVES, REUSABLE | 3 | NO
L | REUSABLE SURGICAL INSTRUMENTS | L110701 | CEREBRAL AND MENINGEAL SURGERY SCALPELS AND KNIVES, REUSABLE | 4 | NO
L | REUSABLE SURGICAL INSTRUMENTS | L11070101 | LEUCOTOMES, REUSABLE | 5 | YES
L | REUSABLE SURGICAL INSTRUMENTS | L11070199 | CEREBRAL AND MENINGEAL SURGERY SCALPELS AND KNIVES, REUSABLE - OTHER | 5 | YES
L | REUSABLE SURGICAL INSTRUMENTS | L110702 | CRANIAL TREPHINES, REUSABLE | 4 | YES
L | REUSABLE SURGICAL INSTRUMENTS | L110799 | NEUROSURGERY SCALPELS AND KNIVES, REUSABLE - OTHER | 4 | YES
L | REUSABLE SURGICAL INSTRUMENTS | L1108 | NEUROSURGERY LEVERS, REUSABLE | 3 | YES
L | REUSABLE SURGICAL INSTRUMENTS | L1109 | NEUROSURGERY AND SPINAL SURGERY INSTRUMENT KITS, REUSABLE | 3 | YES
L | REUSABLE SURGICAL INSTRUMENTS | L1110 | NEUROSURGERY OBTURATORS, REUSABLE | 3 | YES
L | REUSABLE SURGICAL INSTRUMENTS | L1111 | NEUROSURGERY MANIPULATORS, REUSABLE | 3 | YES
L | REUSABLE SURGICAL INSTRUMENTS | L1299 | LAPAROSCOPIC AND THORACOSCOPIC INSTRUMENTS, REUSABLE - OTHER | 3 | YES
L | REUSABLE SURGICAL INSTRUMENTS | L13 | ROBOTIC SURGERY INSTRUMENTS, REUSABLE | 2 | NO
L | REUSABLE SURGICAL INSTRUMENTS | L1301 | ROBOTIC SURGERY SCALPELS, REUSABLE | 3 | YES
L | REUSABLE SURGICAL INSTRUMENTS | L1302 | ROBOTIC SURGERY CLIPS, REUSABLE | 3 | YES
L | REUSABLE SURGICAL INSTRUMENTS | L1303 | ROBOTIC SURGERY SCISSORS, REUSABLE | 3 | YES
L | REUSABLE SURGICAL INSTRUMENTS | L1304 | ROBOTIC SURGERY FORCEPS AND GRASPERS, REUSABLE | 3 | YES
L | REUSABLE SURGICAL INSTRUMENTS | L1305 | ROBOTIC SURGERY SPREADERS AND RETRACTORS, REUSABLE | 3 | YES
L | REUSABLE SURGICAL INSTRUMENTS | L1306 | ULTRASONIC GENERATOR ROBOTIC SURGERY INSTRUMENTS, REUSABLE | 3 | YES
L | REUSABLE SURGICAL INSTRUMENTS | L1307 | ROBOTIC SURGERY INSTRUMENT KITS, REUSABLE | 3 | YES
L | REUSABLE SURGICAL INSTRUMENTS | L1308 | ROBOTIC SURGERY NEEDLE HOLDERS, REUSABLE | 3 | YES
L | REUSABLE SURGICAL INSTRUMENTS | L1399 | ROBOTIC SURGERY INSTRUMENTS, REUSABLE - OTHER | 3 | YES
L | REUSABLE SURGICAL INSTRUMENTS | L14 | ENT INSTRUMENTS, REUSABLE | 2 | NO
L | REUSABLE SURGICAL INSTRUMENTS | L1401 | PHARYNX SURGERY INSTRUMENTS, REUSABLE | 3 | NO
L | REUSABLE SURGICAL INSTRUMENTS | L140101 | RHINOPHARYNGAL SURGERY INSTRUMENTS, REUSABLE | 4 | NO
L | REUSABLE SURGICAL INSTRUMENTS | L14010101 | ADENOTOMES, REUSABLE | 5 | YES
L | REUSABLE SURGICAL INSTRUMENTS | L14010102 | RHINOPHARYNGAL SURGERY SCALPELS AND KNIVES, REUSABLE | 5 | YES
L | REUSABLE SURGICAL INSTRUMENTS | L14010103 | RHINOPHARYNGAL SURGERY CURETTES, REUSABLE | 5 | YES
L | REUSABLE SURGICAL INSTRUMENTS | L14010199 | RHINOPHARYNGAL SURGERY INSTRUMENTS, REUSABLE - OTHER | 5 | YES
L | REUSABLE SURGICAL INSTRUMENTS | L140102 | OROPHARYNX SURGERY INSTRUMENTS, REUSABLE | 4 | NO
L | REUSABLE SURGICAL INSTRUMENTS | L14010201 | TONSILLARY PLIERS, REUSABLE | 5 | YES
L | REUSABLE SURGICAL INSTRUMENTS | L14010202 | TONSILLARY HOOKS, REUSABLE | 5 | YES
L | REUSABLE SURGICAL INSTRUMENTS | L14010203 | OROPHARYNGAL SURGERY TONSILLOTOMES AND SCALPELS, REUSABLE | 5 | YES
L | REUSABLE SURGICAL INSTRUMENTS | L14010204 | OROPHARYNX SURGERY PLIERS NOT INCLUDED IN OTHER CLASSES, REUSABLE | 5 | YES
L | REUSABLE SURGICAL INSTRUMENTS | L14010205 | OROPHARYNGAL SURGERY DEPRESSORS, REUSABLE | 5 | YES
L | REUSABLE SURGICAL INSTRUMENTS | L14010206 | OROPHARYNGAL SURGERY CANNULAS, REUSABLE | 5 | YES
L | REUSABLE SURGICAL INSTRUMENTS | L14010299 | OROPHARYNGAL SURGERY INSTRUMENTS, REUSABLE - OTHER | 5 | YES
L | REUSABLE SURGICAL INSTRUMENTS | L1402 | NASAL AND PARANASAL CAVITY SURGERY INSTRUMENTS, REUSABLE | 3 | NO
L | REUSABLE SURGICAL INSTRUMENTS | L140201 | NASAL DILATORS, REUSABLE | 4 | YES
L | REUSABLE SURGICAL INSTRUMENTS | L140202 | NASAL AND PARANASAL CAVITY SURGERY PLIERS, REUSABLE | 4 | YES
L | REUSABLE SURGICAL INSTRUMENTS | L140203 | NASAL HOOKS, REUSABLE | 4 | YES
L | REUSABLE SURGICAL INSTRUMENTS | L140204 | NASAL SURGERY RASPS AND FILES, REUSABLE | 4 | YES
L | REUSABLE SURGICAL INSTRUMENTS | L140205 | NASAL AND PARANASAL CAVITY SURGERY RASPS AND KNIVES, REUSABLE | 4 | YES
L | REUSABLE SURGICAL INSTRUMENTS | L140206 | NASAL AND PARANASAL CAVITY SURGERY CANNULAS, REUSABLE | 4 | YES
L | REUSABLE SURGICAL INSTRUMENTS | L140299 | NASAL AND PARANASAL CAVITY SURGERY INSTRUMENTS, REUSABLE - OTHER | 4 | YES
L | REUSABLE SURGICAL INSTRUMENTS | L1403 | LARYNX SURGERY INSTRUMENTS, REUSABLE | 3 | NO
L | REUSABLE SURGICAL INSTRUMENTS | L140301 | LARYNX SURGERY SCALPELS, REUSABLE | 4 | YES
L | REUSABLE SURGICAL INSTRUMENTS | L140399 | LARYNX SURGERY INSTRUMENTS, REUSABLE - OTHER | 4 | YES
L | REUSABLE SURGICAL INSTRUMENTS | L1404 | TRACHEA SURGERY INSTRUMENTS, REUSABLE | 3 | NO
L | REUSABLE SURGICAL INSTRUMENTS | L140401 | TRACHEAL DILATORS, REUSABLE | 4 | YES
L | REUSABLE SURGICAL INSTRUMENTS | L140402 | TRACHEOTOMY INSTRUMENTS, REUSABLE | 4 | NO
L | REUSABLE SURGICAL INSTRUMENTS | L14040201 | TRACHEOTOMY INSTRUMENT KITS, REUSABLE | 5 | YES
L | REUSABLE SURGICAL INSTRUMENTS | L14040202 | CRICOTHYROTOMY INSTRUMENT KITS, REUSABLE | 5 | YES
L | REUSABLE SURGICAL INSTRUMENTS | L14040203 | TRACHEOTOMES, REUSABLE | 5 | YES
L | REUSABLE SURGICAL INSTRUMENTS | L14040204 | CRICOTHYROTOMES, REUSABLE | 5 | YES
L | REUSABLE SURGICAL INSTRUMENTS | L14040299 | TRACHEOTOMY INSTRUMENTS, REUSABLE - OTHER | 5 | YES
L | REUSABLE SURGICAL INSTRUMENTS | L140499 | TRACHEA SURGERY INSTRUMENTS, REUSABLE - OTHER | 4 | YES
L | REUSABLE SURGICAL INSTRUMENTS | L1405 | EAR SURGERY INSTRUMENTS, REUSABLE | 3 | NO
L | REUSABLE SURGICAL INSTRUMENTS | L140501 | MIDDLE EAR SURGERY INSTRUMENTS, REUSABLE | 4 | NO
L | REUSABLE SURGICAL INSTRUMENTS | L14050101 | BONE SURGERY HOOKS, REUSABLE | 5 | YES
L | REUSABLE SURGICAL INSTRUMENTS | L14050102 | OSSICULAR SURGERY RASPS AND FILES, REUSABLE | 5 | YES
L | REUSABLE SURGICAL INSTRUMENTS | L14050103 | BONE SURGERY SPATULAS, REUSABLE | 5 | YES
L | REUSABLE SURGICAL INSTRUMENTS | L14050199 | MIDDLE EAR SURGERY INSTRUMENTS, REUSABLE - OTHER | 5 | YES
L | REUSABLE SURGICAL INSTRUMENTS | L140502 | EAR SURGERY PLIERS, REUSABLE | 4 | YES
L | REUSABLE SURGICAL INSTRUMENTS | L140503 | EAR SURGERY SCALPELS AND KNIVES, REUSABLE | 4 | YES
L | REUSABLE SURGICAL INSTRUMENTS | L140599 | EAR SURGERY INSTRUMENTS, REUSABLE - OTHER | 4 | YES
L | REUSABLE SURGICAL INSTRUMENTS | L1406 | ENT OSTEOTOMES AND SCALPELS, REUSABLE | 3 | NO
L | REUSABLE SURGICAL INSTRUMENTS | L140601 | ENT OSTEOTOMES, REUSABLE | 4 | YES
L | REUSABLE SURGICAL INSTRUMENTS | L140602 | ENT CHISELS, REUSABLE | 4 | YES
L | REUSABLE SURGICAL INSTRUMENTS | L1490 | ENT INSTRUMENTS, REUSABLE - VARIOUS | 3 | NO
L | REUSABLE SURGICAL INSTRUMENTS | L149001 | ENT CURETTES, REUSABLE | 4 | YES
L | REUSABLE SURGICAL INSTRUMENTS | L149002 | ENT LEVERS, REUSABLE | 4 | YES
L | REUSABLE SURGICAL INSTRUMENTS | L149003 | ENT RETRACTORS, REUSABLE | 4 | YES
L | REUSABLE SURGICAL INSTRUMENTS | L149004 | ENT SPECULUMS, REUSABLE | 4 | YES
L | REUSABLE SURGICAL INSTRUMENTS | L149005 | ENT PROBES, REUSABLE | 4 | YES
L | REUSABLE SURGICAL INSTRUMENTS | L149006 | ENT PERFORATORS, REUSABLE | 4 | YES
L | REUSABLE SURGICAL INSTRUMENTS | L149007 | ENT SPOONS, REUSABLE | 4 | YES
L | REUSABLE SURGICAL INSTRUMENTS | L149008 | ENT ENUCLEATION INSTRUMENTS, REUSABLE | 4 | YES
L | REUSABLE SURGICAL INSTRUMENTS | L149009 | ENT SURGERY BURS, REUSABLE | 4 | YES
L | REUSABLE SURGICAL INSTRUMENTS | L149010 | ENT SURGERY MANIPULATORS, REUSABLE | 4 | YES
L | REUSABLE SURGICAL INSTRUMENTS | L149011 | ENT SURGERY DISSECTORS, REUSABLE | 4 | YES
L | REUSABLE SURGICAL INSTRUMENTS | L149012 | ENT SURGERY PUNCHES, REUSABLE | 4 | YES
L | REUSABLE SURGICAL INSTRUMENTS | L149013 | ENT SURGERY INSTRUMENT KITS NOT INCLUDED IN OTHER CLASSES, REUSABLE | 4 | YES
L | REUSABLE SURGICAL INSTRUMENTS | L149099 | ENT INSTRUMENTS, REUSABLE - OTHER | 4 | YES
L | REUSABLE SURGICAL INSTRUMENTS | L15 | ODONTOSTOMATOLOGY INSTRUMENTS, REUSABLE | 2 | NO
L | REUSABLE SURGICAL INSTRUMENTS | L1501 | ODONTOSTOMATOLOGY OSTEOTOMES AND SCALPELS, REUSABLE | 3 | NO
L | REUSABLE SURGICAL INSTRUMENTS | L150101 | ODONTOSTOMATOLOGY OSTEOTOMES, REUSABLE | 4 | YES
L | REUSABLE SURGICAL INSTRUMENTS | L150102 | ODONTOSTOMATOLOGY CHISELS, REUSABLE | 4 | YES
L | REUSABLE SURGICAL INSTRUMENTS | L150103 | DENTAL OSTEOTOME BLADES, REUSABLE | 4 | YES
L | REUSABLE SURGICAL INSTRUMENTS | L1502 | ODONTOSTOMATOLOGY SPREADERS AND RETRACTORS, REUSABLE | 3 | NO
L | REUSABLE SURGICAL INSTRUMENTS | L150201 | DENTAL RETRACTORS, REUSABLE | 4 | YES
L | REUSABLE SURGICAL INSTRUMENTS | L150202 | BUCCAL SPREADERS, REUSABLE | 4 | YES
L | REUSABLE SURGICAL INSTRUMENTS | L150299 | ODONTOSTOMATOLOGY SPREADERS AND RETRACTORS, REUSABLE - OTHER | 4 | YES
L | REUSABLE SURGICAL INSTRUMENTS | L1503 | ODONTOSTOMATOLOGY FORCEPS, REUSABLE | 3 | NO
L | REUSABLE SURGICAL INSTRUMENTS | L150301 | DENTAL EXTRACTION TOOTH FORCEPS, REUSABLE | 4 | YES
L | REUSABLE SURGICAL INSTRUMENTS | L150302 | DENTAL RONGEURS, REUSABLE | 4 | YES
L | REUSABLE SURGICAL INSTRUMENTS | L150399 | ODONTOSTOMATOLOGY FORCEPS, REUSABLE - OTHER | 4 | YES
L | REUSABLE SURGICAL INSTRUMENTS | L1504 | ODONTOSTOMATOLOGY MODELERS, REUSABLE | 3 | YES
L | REUSABLE SURGICAL INSTRUMENTS | L1505 | ODONTOSTOMATOLOGY LEVERS, REUSABLE | 3 | YES
L | REUSABLE SURGICAL INSTRUMENTS | L1506 | ODONTOSTOMATOLOGY OBTURATORS, REUSABLE | 3 | YES
L | REUSABLE SURGICAL INSTRUMENTS | L1507 | ORTHODONTIC INSTRUMENTS, REUSABLE | 3 | NO
L | REUSABLE SURGICAL INSTRUMENTS | L150701 | ORTHODONTIC LIGATURE TOOLS, REUSABLE | 4 | YES
L | REUSABLE SURGICAL INSTRUMENTS | L150702 | ORTHODONTIC PLIERS, REUSABLE | 4 | YES
L | REUSABLE SURGICAL INSTRUMENTS | L150703 | ORTHODONTIC CUTTERS, REUSABLE | 4 | YES
L | REUSABLE SURGICAL INSTRUMENTS | L150704 | ORTHODONTIC BAND PUSHERS, REUSABLE | 4 | YES
L | REUSABLE SURGICAL INSTRUMENTS | L150705 | ORTHODONTIC MEASUREMENT INSTRUMENTS, REUSABLE | 4 | YES
L | REUSABLE SURGICAL INSTRUMENTS | L150799 | ORTHODONTIC INSTRUMENTS, REUSABLE - OTHER | 4 | YES
L | REUSABLE SURGICAL INSTRUMENTS | L1508 | REAMERS, REUSABLE | 3 | YES
L | REUSABLE SURGICAL INSTRUMENTS | L1590 | ODONTOSTOMATOLOGY INSTRUMENTS, REUSABLE - VARIOUS | 3 | NO
L | REUSABLE SURGICAL INSTRUMENTS | L159001 | DENTAL AND PERIODONTAL CURETTES, REUSABLE | 4 | YES
L | REUSABLE SURGICAL INSTRUMENTS | L159002 | DENTAL EXCAVATORS, REUSABLE | 4 | YES
L | REUSABLE SURGICAL INSTRUMENTS | L159003 | DENTAL AND PERIODONTAL PROBES AND EXPLORERS, REUSABLE | 4 | YES
L | REUSABLE SURGICAL INSTRUMENTS | L159004 | ENDODONTIC RASPS AND FILES, REUSABLE | 4 | YES
L | REUSABLE SURGICAL INSTRUMENTS | L159005 | SYNDESMOTOMES, REUSABLE | 4 | YES
L | REUSABLE SURGICAL INSTRUMENTS | L159006 | DENTAL MATERIAL PROCESSING TOOLS, REUSABLE | 4 | NO
L | REUSABLE SURGICAL INSTRUMENTS | L15900601 | DENTAL MATERIAL PROCESSING MILLS, REUSABLE | 5 | YES
L | REUSABLE SURGICAL INSTRUMENTS | L15900602 | DENTAL MATERIAL PROCESSING SHARP INSTRUMENTS, REUSABLE | 5 | YES
L | REUSABLE SURGICAL INSTRUMENTS | L15900699 | DENTAL MATERIAL PROCESSING INSTRUMENTS, REUSABLE - OTHER | 5 | YES
L | REUSABLE SURGICAL INSTRUMENTS | L159007 | ODONTOSTOMATOLOGY BURS, REUSABLE | 4 | YES
L | REUSABLE SURGICAL INSTRUMENTS | L159008 | DENTAL EQUIPMENT TIPS NOT INCLUDED IN OTHER CLASSES, REUSABLE | 4 | NO
L | REUSABLE SURGICAL INSTRUMENTS | L15900801 | PNEUMATIC SYSTEM TIPS FOR DENTAL USE, REUSABLE | 5 | YES
L | REUSABLE SURGICAL INSTRUMENTS | L15900899 | DENTAL EQUIPMENT TIPS NOT INCLUDED IN OTHER CLASSES, REUSABLE - OTHER | 5 | YES
L | REUSABLE SURGICAL INSTRUMENTS | L159009 | ODONTOSTOMATOLOGY SCALERS, REUSABLE | 4 | YES
L | REUSABLE SURGICAL INSTRUMENTS | L159010 | STOMATOLOGICAL SURGERY DILATORS, REUSABLE | 4 | YES
L | REUSABLE SURGICAL INSTRUMENTS | L159011 | POSITIONING INSTRUMENTS FOR DENTAL DEVICES, REUSABLE | 4 | NO
L | REUSABLE SURGICAL INSTRUMENTS | L15901101 | POSITIONING INSTRUMENTS FOR DENTAL MATRICES, REUSABLE | 5 | YES
L | REUSABLE SURGICAL INSTRUMENTS | L15901102 | DAM POSITIONING INSTRUMENTS, REUSABLE | 5 | YES
L | REUSABLE SURGICAL INSTRUMENTS | L15901199 | POSITIONING INSTRUMENTS FOR DENTAL DEVICES, REUSABLE - OTHER | 5 | YES
L | REUSABLE SURGICAL INSTRUMENTS | L159012 | ENDODONTIC SPREADERS AND PLUGGERS, REUSABLE | 4 | YES
L | REUSABLE SURGICAL INSTRUMENTS | L159013 | DENTAL SPATULAS, REUSABLE | 4 | YES
L | REUSABLE SURGICAL INSTRUMENTS | L159014 | ODONTOSTOMATOLOGY BURNISHERS, REUSABLE | 4 | YES
L | REUSABLE SURGICAL INSTRUMENTS | L159015 | HONEYCOMB SPOONS, REUSABLE | 4 | YES
L | REUSABLE SURGICAL INSTRUMENTS | L159016 | DENTAL SURGERY INSTRUMENT KITS, REUSABLE | 4 | YES
L | REUSABLE SURGICAL INSTRUMENTS | L159017 | DENTAL RESTORATION CARVERS, REUSABLE | 4 | YES
L | REUSABLE SURGICAL INSTRUMENTS | L159018 | ODONTOSTOMATOLOGICAL SURGERY SCALPELS, REUSABLE | 4 | YES
L | REUSABLE SURGICAL INSTRUMENTS | L159019 | DENTAL FINISHING RASPS AND FILES, REUSABLE | 4 | YES
L | REUSABLE SURGICAL INSTRUMENTS | L159099 | ODONTOSTOMATOLOGY INSTRUMENTS, REUSABLE - OTHER | 4 | YES
L | REUSABLE SURGICAL INSTRUMENTS | L16 | DIAGNOSTIC INSTRUMENTS, REUSABLE | 2 | NO
L | REUSABLE SURGICAL INSTRUMENTS | L1601 | DIAGNOSTIC HAMMERS, REUSABLE | 3 | NO
L | REUSABLE SURGICAL INSTRUMENTS | L160101 | NEUROLOGICAL HAMMERS, REUSABLE | 4 | YES
L | REUSABLE SURGICAL INSTRUMENTS | L160199 | DIAGNOSTIC HAMMERS, REUSABLE - OTHER | 4 | YES
L | REUSABLE SURGICAL INSTRUMENTS | L1602 | DIAGNOSTIC USE MIRRORS, REUSABLE | 3 | NO
L | REUSABLE SURGICAL INSTRUMENTS | L160201 | DENTAL MIRRORS AND HANDLES, REUSABLE | 4 | YES
L | REUSABLE SURGICAL INSTRUMENTS | L160202 | LARYNGEAL MIRRORS AND HANDLES, REUSABLE | 4 | YES
L | REUSABLE SURGICAL INSTRUMENTS | L160299 | DIAGNOSTIC USE MIRRORS, REUSABLE - OTHER | 4 | YES
L | REUSABLE SURGICAL INSTRUMENTS | L1699 | DIAGNOSTIC INSTRUMENTS, REUSABLE- OTHER | 3 | YES
L | REUSABLE SURGICAL INSTRUMENTS | L17 | OPHTHALMOLOGY INSTRUMENTS, REUSABLE | 2 | NO
L | REUSABLE SURGICAL INSTRUMENTS | L1701 | OPHTHALMOLOGY DILATORS AND RETRACTORS, REUSABLE | 3 | NO
L | REUSABLE SURGICAL INSTRUMENTS | L170101 | OCULAR DILATORS, REUSABLE | 4 | NO
L | REUSABLE SURGICAL INSTRUMENTS | L17010101 | LACRIMAL DUCTS DILATORS, REUSABLE | 5 | YES
L | REUSABLE SURGICAL INSTRUMENTS | L17010199 | OCULAR DILATORS, REUSABLE - OTHER | 5 | YES
L | REUSABLE SURGICAL INSTRUMENTS | L170102 | OCULAR AND ENDOCULAR RETRACTORS, REUSABLE | 4 | YES
L | REUSABLE SURGICAL INSTRUMENTS | L1702 | OPHTHALMOLOGY FORCEPS, REUSABLE | 3 | NO
L | REUSABLE SURGICAL INSTRUMENTS | L170201 | OPHTHALMIC GRASPING FORCEPS, REUSABLE | 4 | YES
L | REUSABLE SURGICAL INSTRUMENTS | L170202 | ENDOCULAR IMPLANTS FORCEPS, REUSABLE | 4 | YES
L | REUSABLE SURGICAL INSTRUMENTS | L170203 | FORCEPS FOR HANDLING DEVICES FOR OPHTHALMIC USE, REUSABLE | 4 | YES
L | REUSABLE SURGICAL INSTRUMENTS | L170299 | OPHTHALMOLOGY FORCEPS, REUSABLE - OTHER | 4 | YES
L | REUSABLE SURGICAL INSTRUMENTS | L1703 | OPHTHALMOLOGY CURETTES, REUSABLE | 3 | YES
L | REUSABLE SURGICAL INSTRUMENTS | L1704 | OPHTHALMOLOGY SHARP INSTRUMENTS (EXCLUDING SCISSORS), REUSABLE | 3 | NO
L | REUSABLE SURGICAL INSTRUMENTS | L170401 | CORNEAL TREPHINES, REUSABLE | 4 | YES
L | REUSABLE SURGICAL INSTRUMENTS | L170402 | KERATOMES AND BLADES, REUSABLE | 4 | YES
L | REUSABLE SURGICAL INSTRUMENTS | L170499 | OPHTHALMOLOGY SHARP INSTRUMENTS (EXCLUDING SCISSORS), REUSABLE - OTHER | 4 | YES
L | REUSABLE SURGICAL INSTRUMENTS | L1705 | OPHTHALMOLOGY PROBES, REUSABLE | 3 | YES
L | REUSABLE SURGICAL INSTRUMENTS | L1706 | OPHTHALMOLOGY SPATULAS, REUSABLE | 3 | YES
L | REUSABLE SURGICAL INSTRUMENTS | L1707 | OPHTHALMOLOGY SPOONS, REUSABLE | 3 | YES
L | REUSABLE SURGICAL INSTRUMENTS | L1708 | OPHTHALMOLOGY ENUCLEATION INSTRUMENTS (EXCLUDING SCISSORS), REUSABLE | 3 | YES
L | REUSABLE SURGICAL INSTRUMENTS | L1709 | OCULAR IMPLANT INSTRUMENTS NOT INCLUDED IN OTHER CLASSES, REUSABLE | 3 | YES
L | REUSABLE SURGICAL INSTRUMENTS | L1710 | EYE SURGERY HANDPIECES, REUSABLE | 3 | YES
L | REUSABLE SURGICAL INSTRUMENTS | L1711 | OPHTHALMOLOGY HOOKS, REUSABLE | 3 | YES
L | REUSABLE SURGICAL INSTRUMENTS | L1712 | SCLEROTOMES, REUSABLE | 3 | YES
L | REUSABLE SURGICAL INSTRUMENTS | L1713 | OCULAR IRRIGATION OR SUCTION CANNULAS, REUSABLE | 3 | YES
L | REUSABLE SURGICAL INSTRUMENTS | L1714 | TRABECULOTOMES, REUSABLE | 3 | YES
L | REUSABLE SURGICAL INSTRUMENTS | L1715 | SCLERAL MARKERS, REUSABLE | 3 | YES
L | REUSABLE SURGICAL INSTRUMENTS | L1790 | OPHTHALMOLOGY INSTRUMENTS, REUSABLE - VARIOUS | 3 | NO
L | REUSABLE SURGICAL INSTRUMENTS | L179001 | OPHTHALMOLOGY SURGICAL GAUGES, REUSABLE | 4 | YES
L | REUSABLE SURGICAL INSTRUMENTS | L179002 | INTRAOPERATIVE KERATOMETERS, REUSABLE | 4 | YES
L | REUSABLE SURGICAL INSTRUMENTS | L179003 | OCULAR ADNEXA INSTRUMENTS NOT INCLUDED IN OTHER CLASSES, REUSABLE | 4 | NO
L | REUSABLE SURGICAL INSTRUMENTS | L17900301 | POSITIONERS AND MODELERS OF LACRIMAL TUBES, REUSABLE | 5 | YES
L | REUSABLE SURGICAL INSTRUMENTS | L17900399 | OCULAR ADNEXA INSTRUMENTS NOT INCLUDED IN OTHER CLASSES, REUSABLE - OTHER | 5 | YES
L | REUSABLE SURGICAL INSTRUMENTS | L179004 | OCULAR IRRIGATION OR SUCTION HANDPIECES, REUSABLE | 4 | YES
L | REUSABLE SURGICAL INSTRUMENTS | L179005 | OPHTHALMIC SURGERY INSTRUMENT KITS, REUSABLE | 4 | YES
L | REUSABLE SURGICAL INSTRUMENTS | L1799 | OPHTHALMOLOGY INSTRUMENTS, REUSABLE- OTHER | 3 | YES
L | REUSABLE SURGICAL INSTRUMENTS | L18 | ELECTROSURGERY INSTRUMENTS, REUSABLE | 2 | NO
L | REUSABLE SURGICAL INSTRUMENTS | L1801 | ELECTROSURGERY DISSECTORS, REUSABLE | 3 | NO
L | REUSABLE SURGICAL INSTRUMENTS | L180101 | OPEN ELECTROSURGERY DISSECTORS, REUSABLE | 4 | YES
L | REUSABLE SURGICAL INSTRUMENTS | L180102 | ENDOSCOPIC ELECTROSURGERY DISSECTORS, REUSABLE | 4 | YES
L | REUSABLE SURGICAL INSTRUMENTS | L1802 | ELECTROSURGERY SCISSORS, REUSABLE | 3 | NO
L | REUSABLE SURGICAL INSTRUMENTS | L180201 | OPEN ELECTROSURGERY SCISSORS, REUSABLE | 4 | YES
L | REUSABLE SURGICAL INSTRUMENTS | L180202 | ENDOSCOPIC ELECTROSURGERY SCISSORS, REUSABLE | 4 | YES
L | REUSABLE SURGICAL INSTRUMENTS | L1803 | ELECTROSURGERY HANDPIECES, REUSABLE | 3 | NO
L | REUSABLE SURGICAL INSTRUMENTS | L180301 | OPEN ELECTROSURGERY HANDPIECES, REUSABLE | 4 | YES
L | REUSABLE SURGICAL INSTRUMENTS | L180302 | ENDOSCOPIC ELECTROSURGERY HANDPIECES, REUSABLE | 4 | YES
L | REUSABLE SURGICAL INSTRUMENTS | L1804 | ELECTROSURGERY FORCEPS, REUSABLE | 3 | NO
L | REUSABLE SURGICAL INSTRUMENTS | L180401 | OPEN ELECTROSURGERY FORCEPS, REUSABLE | 4 | YES
L | REUSABLE SURGICAL INSTRUMENTS | L180402 | ENDOSCOPIC ELECTROSURGERY FORCEPS, REUSABLE | 4 | YES
L | REUSABLE SURGICAL INSTRUMENTS | L1805 | ELECTROSURGERY MULTIFUNCTIONAL CANNULAS, REUSABLE | 3 | NO
L | REUSABLE SURGICAL INSTRUMENTS | L180501 | OPEN ELECTROSURGERY MULTIFUNCTIONAL CANNULAS, REUSABLE | 4 | YES
L | REUSABLE SURGICAL INSTRUMENTS | L180502 | ENDOSCOPIC ELECTROSURGERY MULTIFUNCTIONAL CANNULAS, REUSABLE | 4 | YES
L | REUSABLE SURGICAL INSTRUMENTS | L1806 | ELECTROSURGERY ELECTRODES, REUSABLE | 3 | NO
L | REUSABLE SURGICAL INSTRUMENTS | L180601 | OPEN ELECTROSURGERY ELECTRODES, REUSABLE | 4 | YES
L | REUSABLE SURGICAL INSTRUMENTS | L180602 | ENDOSCOPIC ELECTROSURGERY ELECTRODES, REUSABLE | 4 | YES
L | REUSABLE SURGICAL INSTRUMENTS | L1807 | ELECTROSURGERY PROBES, REUSABLE | 3 | NO
L | REUSABLE SURGICAL INSTRUMENTS | L180701 | OPEN ELECTROSURGERY PROBES, REUSABLE | 4 | YES
L | REUSABLE SURGICAL INSTRUMENTS | L180702 | ENDOSCOPIC ELECTROSURGERY PROBES, REUSABLE | 4 | YES
L | REUSABLE SURGICAL INSTRUMENTS | L1808 | ELECTROSURGERY MANIPULATORS, REUSABLE | 3 | NO
L | REUSABLE SURGICAL INSTRUMENTS | L180801 | OPEN ELECTROSURGERY MANIPULATORS, REUSABLE | 4 | YES
L | REUSABLE SURGICAL INSTRUMENTS | L180802 | ENDOSCOPIC ELECTROSURGERY MANIPULATORS, REUSABLE | 4 | YES
L | REUSABLE SURGICAL INSTRUMENTS | L1809 | ELECTROSURGERY NEEDLES, REUSABLE | 3 | NO
L | REUSABLE SURGICAL INSTRUMENTS | L180901 | OPEN ELECTROSURGERY NEEDLES, REUSABLE | 4 | YES
L | REUSABLE SURGICAL INSTRUMENTS | L180902 | ENDOSCOPIC ELECTROSURGERY NEEDLES, REUSABLE | 4 | YES
L | REUSABLE SURGICAL INSTRUMENTS | L1810 | ELECTROSURGERY PADS (NEUTRAL ELECTRODES) AND CABLES, REUSABLE | 3 | NO
L | REUSABLE SURGICAL INSTRUMENTS | L181001 | ELECTROSURGERY SINGLE PATIENT PADS (NEUTRAL ELECTRODES), REUSABLE | 4 | YES
L | REUSABLE SURGICAL INSTRUMENTS | L181002 | ELECTROSURGERY DUAL PATIENT PADS (NEUTRAL ELECTRODES), REUSABLE | 4 | YES
L | REUSABLE SURGICAL INSTRUMENTS | L181003 | ELECTROSURGERY CONNECTION CABLES, REUSABLE | 4 | YES
L | REUSABLE SURGICAL INSTRUMENTS | L1890 | ELECTROSURGERY INSTRUMENTS, REUSABLE - VARIOUS | 3 | NO
L | REUSABLE SURGICAL INSTRUMENTS | L189001 | ELECTROSURGICAL DENERVATION PROBES, REUSABLE | 4 | YES
L | REUSABLE SURGICAL INSTRUMENTS | L189002 | ELECTROSURGERY INSTRUMENT KITS, REUSABLE | 4 | YES
L | REUSABLE SURGICAL INSTRUMENTS | L1899 | ELECTROSURGERY INSTRUMENTS, REUSABLE - OTHER | 3 | YES
L | REUSABLE SURGICAL INSTRUMENTS | L19 | ARTHROSCOPIC SURGERY INSTRUMENTS, REUSABLE | 2 | NO
L | REUSABLE SURGICAL INSTRUMENTS | L1901 | ARTHROSCOPIC SURGERY DISSECTORS, REUSABLE | 3 | YES
L | REUSABLE SURGICAL INSTRUMENTS | L1902 | ARTHROSCOPIC SURGERY SCISSORS, REUSABLE | 3 | YES
L | REUSABLE SURGICAL INSTRUMENTS | L1903 | ARTHROSCOPIC SURGERY MANIPULATORS, REUSABLE | 3 | YES
L | REUSABLE SURGICAL INSTRUMENTS | L1904 | ARTHROSCOPIC SURGERY FORCEPS AND PUNCHES, REUSABLE | 3 | YES
L | REUSABLE SURGICAL INSTRUMENTS | L1905 | ARTHROSCOPIC SURGERY NEEDLE HOLDERS, REUSABLE | 3 | YES
L | REUSABLE SURGICAL INSTRUMENTS | L1906 | ARTHROSCOPIC SURGERY SPREADERS AND RETRACTORS, REUSABLE | 3 | YES
L | REUSABLE SURGICAL INSTRUMENTS | L1907 | ARTHROSCOPIC SURGERY CANNULAS, REUSABLE | 3 | YES
L | REUSABLE SURGICAL INSTRUMENTS | L1908 | ARTHROSCOPIC SURGERY INSTRUMENT KITS, REUSABLE | 3 | YES
L | REUSABLE SURGICAL INSTRUMENTS | L1909 | ARTHROSCOPIC SURGERY SCALPELS, MENISCOTOMES AND KNIVES REUSABLE | 3 | YES
L | REUSABLE SURGICAL INSTRUMENTS | L1910 | ARTHROSCOPIC SURGERY HOOKS, REUSABLE | 3 | YES
L | REUSABLE SURGICAL INSTRUMENTS | L1911 | ARTHROSCOPIC SURGERY SPATULAS, REUSABLE | 3 | YES
L | REUSABLE SURGICAL INSTRUMENTS | L1912 | ARTHROSCOPIC SURGERY GUIDES, REUSABLE | 3 | YES
L | REUSABLE SURGICAL INSTRUMENTS | L1913 | ARTHROSCOPIC SURGERY HANDPIECES, REUSABLE | 3 | YES
L | REUSABLE SURGICAL INSTRUMENTS | L1914 | ARTHROSCOPIC SURGERY DILATORS, REUSABLE | 3 | YES
L | REUSABLE SURGICAL INSTRUMENTS | L1915 | ARTHROSCOPIC SURGERY NEEDLES, REUSABLE | 3 | YES
L | REUSABLE SURGICAL INSTRUMENTS | L1916 | ARTHROSCOPIC SURGERY PALPATORS, REUSABLE | 3 | YES
L | REUSABLE SURGICAL INSTRUMENTS | L1917 | ARTHROSCOPY ADAPTERS AND CONNECTORS, REUSABLE | 3 | YES
L | REUSABLE SURGICAL INSTRUMENTS | L1918 | MICROFRACTORS FOR BONE STIMULATION, REUSABLE | 3 | YES
L | REUSABLE SURGICAL INSTRUMENTS | L1919 | ARTHROSCOPIC SURGERY SPOONS AND CURETTES, REUSABLE | 3 | YES
L | REUSABLE SURGICAL INSTRUMENTS | L1920 | ARTHROSCOPIC SURGERY FILES AND RASPS, REUSABLE | 3 | YES
L | REUSABLE SURGICAL INSTRUMENTS | L1921 | ARTHROSCOPIC SURGERY PROBES, REUSABLE | 3 | YES
L | REUSABLE SURGICAL INSTRUMENTS | L1980 | ARTHROSCOPIC SURGERY INSTRUMENTS, REUSABLE - ACCESSORIES | 3 | YES
L | REUSABLE SURGICAL INSTRUMENTS | L1999 | ARTHROSCOPIC SURGERY INSTRUMENTS, REUSABLE - OTHER | 3 | YES
L | REUSABLE SURGICAL INSTRUMENTS | L20 | THYROID SURGERY INSTRUMENTS, REUSABLE | 2 | NO
L | REUSABLE SURGICAL INSTRUMENTS | L2001 | THYROID RETRACTORS, REUSABLE | 3 | YES
L | REUSABLE SURGICAL INSTRUMENTS | L2099 | THYROID SURGERY INSTRUMENTS, REUSABLE - OTHER | 3 | YES
L | REUSABLE SURGICAL INSTRUMENTS | L21 | CLIP REMOVAL SURGICAL FORCEPS, REUSABLE | 2 | YES
L | REUSABLE SURGICAL INSTRUMENTS | L22 | IMPLANTABLE TISSUES HANDLING GRASPING FORCEPS, REUSABLE | 2 | YES
L | REUSABLE SURGICAL INSTRUMENTS | L23 | SURGICAL TUNNELIZATION FORCEPS, REUSABLE | 2 | YES
L | REUSABLE SURGICAL INSTRUMENTS | L24 | DERMATOLOGICAL SURGERY INSTRUMENTS, REUSABLE | 2 | NO
L | REUSABLE SURGICAL INSTRUMENTS | L2401 | DERMATOLOGICAL SURGERY CURETTES, REUSABLE | 3 | YES
L | REUSABLE SURGICAL INSTRUMENTS | L2402 | DERMATOLOGICAL SURGERY TREPHINES AND PUNCHES, REUSABLE | 3 | YES
L | REUSABLE SURGICAL INSTRUMENTS | L2403 | DERMATOLOGICAL SURGERY SCALPELS AND KNIVES, REUSABLE | 3 | YES
L | REUSABLE SURGICAL INSTRUMENTS | L2499 | DERMATOLOGICAL SURGERY INSTRUMENTS, REUSABLE - OTHER | 3 | YES
L | REUSABLE SURGICAL INSTRUMENTS | L25 | PLASTIC SURGERY INSTRUMENTS, REUSABLE | 2 | NO
L | REUSABLE SURGICAL INSTRUMENTS | L2501 | PLASTIC SURGERY OSTEOTOMES, REUSABLE | 3 | YES
L | REUSABLE SURGICAL INSTRUMENTS | L2502 | PLASTIC SURGERY RASPS AND FILES, REUSABLE | 3 | YES
L | REUSABLE SURGICAL INSTRUMENTS | L2503 | LIPOSUCTION INSTRUMENTS, REUSABLE | 3 | NO
L | REUSABLE SURGICAL INSTRUMENTS | L250301 | LIPOSUCTION CANNULAS, REUSABLE | 4 | YES
L | REUSABLE SURGICAL INSTRUMENTS | L250399 | LIPOSUCTION INSTRUMENTS, REUSABLE - OTHER | 4 | YES
L | REUSABLE SURGICAL INSTRUMENTS | L2599 | PLASTIC SURGERY INSTRUMENTS, REUSABLE - OTHER | 3 | YES
L | REUSABLE SURGICAL INSTRUMENTS | L26 | SURGICAL SCREWDRIVERS, REUSABLE | 2 | YES
L | REUSABLE SURGICAL INSTRUMENTS | L80 | SURGICAL INSTRUMENTS, REUSABLE - VARIOUS ACCESSORIES | 2 | YES
L | REUSABLE SURGICAL INSTRUMENTS | L99 | SURGICAL INSTRUMENTS, REUSABLE - OTHER | 2 | YES
M | DEVICES FOR GENERAL AND SPECIALIST DRESSINGS | M | DEVICES FOR GENERAL AND SPECIALIST DRESSINGS | 1 | NO
M | DEVICES FOR GENERAL AND SPECIALIST DRESSINGS | M01 | COTTON AND SYNTHETIC WADDING | 2 | NO
M | DEVICES FOR GENERAL AND SPECIALIST DRESSINGS | M0101 | COTTON WADDING | 3 | NO
M | DEVICES FOR GENERAL AND SPECIALIST DRESSINGS | M010101 | HYDROPHILIC COTTON | 4 | YES
M | DEVICES FOR GENERAL AND SPECIALIST DRESSINGS | M010102 | PURE COTTON | 4 | YES
M | DEVICES FOR GENERAL AND SPECIALIST DRESSINGS | M010103 | COTTON PAD | 4 | YES
M | DEVICES FOR GENERAL AND SPECIALIST DRESSINGS | M010199 | COTTON WADDING - OTHER | 4 | YES
M | DEVICES FOR GENERAL AND SPECIALIST DRESSINGS | M0102 | ORTHOPAEDIC WADDING | 3 | NO
M | DEVICES FOR GENERAL AND SPECIALIST DRESSINGS | M010201 | ORTHOPAEDICS COTTON WADDING | 4 | YES
M | DEVICES FOR GENERAL AND SPECIALIST DRESSINGS | M010202 | SYNTHETIC WOOL WADDING | 4 | NO
M | DEVICES FOR GENERAL AND SPECIALIST DRESSINGS | M01020201 | SYNTHETIC WOOL WADDING RUBBERISED | 5 | YES
M | DEVICES FOR GENERAL AND SPECIALIST DRESSINGS | M01020202 | SYNTHETIC WOOL WADDING NON-RUBBERISED | 5 | YES
M | DEVICES FOR GENERAL AND SPECIALIST DRESSINGS | M010203 | PADDING FELT | 4 | YES
M | DEVICES FOR GENERAL AND SPECIALIST DRESSINGS | M010299 | ORTHOPAEDIC WADDING - OTHER | 4 | YES
M | DEVICES FOR GENERAL AND SPECIALIST DRESSINGS | M0199 | WOOL AND SYNTHETIC COTTON - OTHER | 3 | YES
M | DEVICES FOR GENERAL AND SPECIALIST DRESSINGS | M02 | GAUZES | 2 | NO
M | DEVICES FOR GENERAL AND SPECIALIST DRESSINGS | M0201 | COTTON GAUZES | 3 | NO
M | DEVICES FOR GENERAL AND SPECIALIST DRESSINGS | M020101 | COTTON GAUZES, CUT | 4 | NO
M | DEVICES FOR GENERAL AND SPECIALIST DRESSINGS | M02010101 | COTTON GAUZES, CUT, WITHOUT X-RAY DETECTABLE THREAD | 5 | NO
M | DEVICES FOR GENERAL AND SPECIALIST DRESSINGS | M0201010101 | COTTON GAUZE, CUT, WITHOUT X-RAY DETECTABLE THREAD, STERILE | 6 | YES
M | DEVICES FOR GENERAL AND SPECIALIST DRESSINGS | M0201010102 | COTTON GAUZES, CUT, WITHOUT X-RAY DETECTABLE THREAD, NON-STERILE | 6 | YES
M | DEVICES FOR GENERAL AND SPECIALIST DRESSINGS | M02010102 | COTTON GAUZES, CUT, WITH X-RAY DETECTABLE THREAD | 5 | NO
M | DEVICES FOR GENERAL AND SPECIALIST DRESSINGS | M0201010201 | COTTON GAUZES, CUT, WITH X-RAY DETECTABLE THREAD, STERILE | 6 | YES
M | DEVICES FOR GENERAL AND SPECIALIST DRESSINGS | M0201010202 | COTTON GAUZES, CUT, WITH X-RAY DETECTABLE THREAD, NON-STERILE | 6 | YES
M | DEVICES FOR GENERAL AND SPECIALIST DRESSINGS | M020102 | COTTON GAUZES, FOLDED | 4 | NO
M | DEVICES FOR GENERAL AND SPECIALIST DRESSINGS | M02010201 | COTTON GAUZES, FOLDED, WITHOUT X-RAY DETECTABLE THREAD | 5 | NO
M | DEVICES FOR GENERAL AND SPECIALIST DRESSINGS | M0201020101 | COTTON GAUZES, FOLDED, WITHOUT X-RAY DETECTABLE THREAD, STERILE | 6 | YES
M | DEVICES FOR GENERAL AND SPECIALIST DRESSINGS | M0201020102 | COTTON GAUZES, FOLDED, WITHOUT X-RAY DETECTABLE THREAD, NON-STERILE | 6 | YES
M | DEVICES FOR GENERAL AND SPECIALIST DRESSINGS | M02010202 | COTTON GAUZES, FOLDED, WITH X-RAY DETECTABLE THREAD | 5 | NO
M | DEVICES FOR GENERAL AND SPECIALIST DRESSINGS | M0201020201 | COTTON GAUZES, FOLDED, WITH X-RAY DETECTABLE THREAD, STERILE | 6 | YES
M | DEVICES FOR GENERAL AND SPECIALIST DRESSINGS | M0201020202 | COTTON GAUZES, FOLDED, WITH X-RAY DETECTABLE THREAD, NON-STERILE | 6 | YES
M | DEVICES FOR GENERAL AND SPECIALIST DRESSINGS | M020103 | LAPAROTOMY COTTON GAUZES | 4 | NO
M | DEVICES FOR GENERAL AND SPECIALIST DRESSINGS | M02010301 | LAPAROTOMY COTTON GAUZES, WITHOUT X-RAY DETECTABLE THREAD | 5 | NO
M | DEVICES FOR GENERAL AND SPECIALIST DRESSINGS | M0201030101 | LAPAROTOMY COTTON GAUZES, WITHOUT X-RAY DETECTABLE THREAD, STERILE | 6 | YES
M | DEVICES FOR GENERAL AND SPECIALIST DRESSINGS | M0201030102 | LAPAROTOMY COTTON GAUZES, WITHOUT X-RAY DETECTABLE THREAD, NON-STERILE | 6 | YES
M | DEVICES FOR GENERAL AND SPECIALIST DRESSINGS | M02010302 | LAPAROTOMY COTTON GAUZES, WITH X-RAY DETECTABLE THREAD | 5 | NO
M | DEVICES FOR GENERAL AND SPECIALIST DRESSINGS | M0201030201 | LAPAROTOMY COTTON GAUZES, WITH X-RAY DETECTABLE THREAD, STERILE | 6 | YES
M | DEVICES FOR GENERAL AND SPECIALIST DRESSINGS | M0201030202 | LAPAROTOMY COTTON GAUZES, WITH X-RAY DETECTABLE THREAD, NON-STERILE | 6 | YES
M | DEVICES FOR GENERAL AND SPECIALIST DRESSINGS | M020104 | STARCHED COTTON GAUZES | 4 | YES
M | DEVICES FOR GENERAL AND SPECIALIST DRESSINGS | M020105 | COTTON GAUZE PADS | 4 | NO
M | DEVICES FOR GENERAL AND SPECIALIST DRESSINGS | M02010501 | COTTON GAUZE PADS, WITHOUT X-RAY DETECTABLE THREAD | 5 | NO
M | DEVICES FOR GENERAL AND SPECIALIST DRESSINGS | M0201050101 | COTTON GAUZE PADS, WITHOUT X-RAY DETECTABLE THREAD, STERILE | 6 | YES
M | DEVICES FOR GENERAL AND SPECIALIST DRESSINGS | M0201050102 | COTTON GAUZE PADS, WITHOUT X-RAY DETECTABLE THREAD, NON-STERILE | 6 | YES
M | DEVICES FOR GENERAL AND SPECIALIST DRESSINGS | M02010502 | COTTON GAUZE PADS, WITH X-RAY DETECTABLE THREAD | 5 | NO
M | DEVICES FOR GENERAL AND SPECIALIST DRESSINGS | M0201050201 | COTTON GAUZE PADS, WITH X-RAY DETECTABLE THREAD, STERILE | 6 | YES
M | DEVICES FOR GENERAL AND SPECIALIST DRESSINGS | M0201050202 | COTTON GAUZE PADS, WITH X-RAY DETECTABLE THREAD, NON-STERILE | 6 | YES
M | DEVICES FOR GENERAL AND SPECIALIST DRESSINGS | M020106 | COTTON GAUZES IN PIECES | 4 | YES
M | DEVICES FOR GENERAL AND SPECIALIST DRESSINGS | M020107 | COTTON GAUZES IN ROLLS | 4 | YES
M | DEVICES FOR GENERAL AND SPECIALIST DRESSINGS | M020199 | COTTON GAUZES - OTHER | 4 | YES
M | DEVICES FOR GENERAL AND SPECIALIST DRESSINGS | M0202 | NON-WOVEN GAUZES | 3 | NO
M | DEVICES FOR GENERAL AND SPECIALIST DRESSINGS | M020201 | NON-WOVEN FOLDED GAUZES | 4 | NO
M | DEVICES FOR GENERAL AND SPECIALIST DRESSINGS | M02020101 | NON-WOVEN FOLDED GAUZES, WITHOUT X-RAY DETECTABLE THREAD | 5 | NO
M | DEVICES FOR GENERAL AND SPECIALIST DRESSINGS | M0202010101 | NON-WOVEN FOLDED GAUZES, WITHOUT X-RAY DETECTABLE THREAD, STERILE | 6 | YES
M | DEVICES FOR GENERAL AND SPECIALIST DRESSINGS | M0202010102 | NON-WOVEN FOLDED GAUZES, WITHOUT X-RAY DETECTABLE THREAD, NON-STERILE | 6 | YES
M | DEVICES FOR GENERAL AND SPECIALIST DRESSINGS | M02020102 | NON-WOVEN FOLDED GAUZES, WITH X-RAY DETECTABLE THREAD | 5 | NO
M | DEVICES FOR GENERAL AND SPECIALIST DRESSINGS | M0202010201 | NON-WOVEN FOLDED GAUZES, WITH X-RAY DETECTABLE THREAD, STERILE | 6 | YES
M | DEVICES FOR GENERAL AND SPECIALIST DRESSINGS | M0202010202 | NON-WOVEN FOLDED GAUZES, WITH X-RAY DETECTABLE THREAD, NON-STERILE | 6 | YES
M | DEVICES FOR GENERAL AND SPECIALIST DRESSINGS | M020202 | NON-WOVEN LAPAROTOMY GAUZES | 4 | NO
M | DEVICES FOR GENERAL AND SPECIALIST DRESSINGS | M02020201 | NON-WOVEN LAPAROTOMY GAUZES, WITHOUT X-RAY DETECTABLE THREAD | 5 | NO
M | DEVICES FOR GENERAL AND SPECIALIST DRESSINGS | M0202020101 | NON-WOVEN LAPAROTOMY GAUZES, WITHOUT X-RAY DETECTABLE THREAD, STERILE | 6 | YES
M | DEVICES FOR GENERAL AND SPECIALIST DRESSINGS | M0202020102 | NON-WOVEN LAPAROTOMY GAUZES, WITHOUT X-RAY DETECTABLE THREAD, NON-STERILE | 6 | YES
M | DEVICES FOR GENERAL AND SPECIALIST DRESSINGS | M02020202 | NON-WOVEN LAPAROTOMY GAUZES, WITH X-RAY DETECTABLE THREAD | 5 | NO
M | DEVICES FOR GENERAL AND SPECIALIST DRESSINGS | M0202020201 | NON-WOVEN LAPAROTOMY GAUZES, WITH X-RAY DETECTABLE THREAD, STERILE | 6 | YES
M | DEVICES FOR GENERAL AND SPECIALIST DRESSINGS | M0202020202 | NON-WOVEN LAPAROTOMY GAUZES, WITH X-RAY DETECTABLE THREAD, NON-STERILE | 6 | YES
M | DEVICES FOR GENERAL AND SPECIALIST DRESSINGS | M020203 | NON-WOVEN GAUZE PADS | 4 | NO
M | DEVICES FOR GENERAL AND SPECIALIST DRESSINGS | M02020301 | NON-WOVEN GAUZE PADS, WITHOUT X-RAY DETECTABLE THREAD | 5 | NO
M | DEVICES FOR GENERAL AND SPECIALIST DRESSINGS | M0202030101 | NON-WOVEN GAUZE PADS, WITHOUT X-RAY DETECTABLE THREAD, STERILE | 6 | YES
M | DEVICES FOR GENERAL AND SPECIALIST DRESSINGS | M0202030102 | NON-WOVEN GAUZE PADS, WITHOUT X-RAY DETECTABLE THREAD, NON-STERILE | 6 | YES
M | DEVICES FOR GENERAL AND SPECIALIST DRESSINGS | M02020302 | NON-WOVEN GAUZE PADS, WITH X-RAY DETECTABLE THREAD | 5 | NO
M | DEVICES FOR GENERAL AND SPECIALIST DRESSINGS | M0202030201 | NON-WOVEN GAUZE PADS, WITH X-RAY DETECTABLE THREAD, STERILE | 6 | YES
M | DEVICES FOR GENERAL AND SPECIALIST DRESSINGS | M0202030202 | NON-WOVEN GAUZE PADS, WITH X-RAY DETECTABLE THREAD, NON-STERILE | 6 | YES
M | DEVICES FOR GENERAL AND SPECIALIST DRESSINGS | M020204 | NON-WOVEN GAUZES IN PIECES | 4 | YES
M | DEVICES FOR GENERAL AND SPECIALIST DRESSINGS | M020205 | NON-WOVEN GAUZES IN ROLLS | 4 | YES
M | DEVICES FOR GENERAL AND SPECIALIST DRESSINGS | M020299 | NON-WOVEN GAUZES - OTHER | 4 | YES
M | DEVICES FOR GENERAL AND SPECIALIST DRESSINGS | M0203 | MEDICATED GAUZES | 3 | NO
M | DEVICES FOR GENERAL AND SPECIALIST DRESSINGS | M020301 | IODOFORM GAUZES | 4 | YES
M | DEVICES FOR GENERAL AND SPECIALIST DRESSINGS | M020302 | IMPREGNATED GAUZES | 4 | NO
M | DEVICES FOR GENERAL AND SPECIALIST DRESSINGS | M02030201 | GAUZE IMPREGNATED WITHOUT ANTISEPTIC | 5 | YES
M | DEVICES FOR GENERAL AND SPECIALIST DRESSINGS | M02030202 | GAUZE IMPREGNATED WITH ANTISEPTIC | 5 | YES
M | DEVICES FOR GENERAL AND SPECIALIST DRESSINGS | M020399 | MEDICATED GAUZES - OTHER | 4 | YES
M | DEVICES FOR GENERAL AND SPECIALIST DRESSINGS | M0299 | GAUZES - OTHER | 3 | YES
M | DEVICES FOR GENERAL AND SPECIALIST DRESSINGS | M03 | BANDAGES | 2 | NO
M | DEVICES FOR GENERAL AND SPECIALIST DRESSINGS | M0301 | HYDROPHILIC AND NON-WOVEN GAUZE BANDAGES | 3 | NO
M | DEVICES FOR GENERAL AND SPECIALIST DRESSINGS | M030101 | HYDROPHILIC GAUZE BANDAGES | 4 | YES
M | DEVICES FOR GENERAL AND SPECIALIST DRESSINGS | M030102 | NON-WOVEN BANDAGES | 4 | YES
M | DEVICES FOR GENERAL AND SPECIALIST DRESSINGS | M0302 | MEDICATED BANDAGES | 3 | NO
M | DEVICES FOR GENERAL AND SPECIALIST DRESSINGS | M030201 | IODOFORM MEDICATED BANDAGES | 4 | YES
M | DEVICES FOR GENERAL AND SPECIALIST DRESSINGS | M030202 | MEDICATED BANDAGES, WITH ZINC OXIDE AND OTHER COMPONENTS | 4 | NO
M | DEVICES FOR GENERAL AND SPECIALIST DRESSINGS | M03020201 | MEDICATED BANDAGES, WITH ZINC OXIDE | 5 | YES
M | DEVICES FOR GENERAL AND SPECIALIST DRESSINGS | M03020202 | MEDICATED BANDAGES, WITH ZINC OXIDE AND AMMONIUM BITUMINOSULFONATE | 5 | YES
M | DEVICES FOR GENERAL AND SPECIALIST DRESSINGS | M03020299 | MEDICATED BANDAGES, WITH ZINC OXIDE AND OTHER COMPONENTS - OTHER | 5 | YES
M | DEVICES FOR GENERAL AND SPECIALIST DRESSINGS | M030299 | MEDICATED BANDAGES - OTHER | 4 | YES
M | DEVICES FOR GENERAL AND SPECIALIST DRESSINGS | M0303 | ELASTIC FIXING OR PROTECTION BANDAGES | 3 | NO
M | DEVICES FOR GENERAL AND SPECIALIST DRESSINGS | M030301 | ELASTIC FIXING BANDAGES | 4 | NO
M | DEVICES FOR GENERAL AND SPECIALIST DRESSINGS | M03030101 | ELASTIC FIXING BANDAGES, NON-ADHESIVE | 5 | NO
M | DEVICES FOR GENERAL AND SPECIALIST DRESSINGS | M0303010101 | ELASTIC FIXING BANDAGES, NON-ADHESIVE, EXTENSIBLE IN ONE DIRECTION | 6 | YES
M | DEVICES FOR GENERAL AND SPECIALIST DRESSINGS | M0303010103 | ELASTIC FIXING BANDAGES, NON-ADHESIVE, EXTENSIBLE IN TWO DIRECTIONS | 6 | YES
M | DEVICES FOR GENERAL AND SPECIALIST DRESSINGS | M03030102 | ELASTIC FIXING BANDAGES, SELF-ADHESIVE | 5 | NO
M | DEVICES FOR GENERAL AND SPECIALIST DRESSINGS | M0303010201 | ELASTIC FIXING BANDAGES, SELF-ADHESIVE, EXTENSIBLE IN ONE DIRECTION | 6 | YES
M | DEVICES FOR GENERAL AND SPECIALIST DRESSINGS | M0303010203 | ELASTIC FIXING BANDAGES, SELF-ADHESIVE, EXTENSIBLE IN TWO DIRECTIONS | 6 | YES
M | DEVICES FOR GENERAL AND SPECIALIST DRESSINGS | M03030103 | TUBULAR NET BANDAGES | 5 | YES
M | DEVICES FOR GENERAL AND SPECIALIST DRESSINGS | M03030199 | ELASTIC FIXING BANDAGES - OTHER | 5 | YES
M | DEVICES FOR GENERAL AND SPECIALIST DRESSINGS | M030302 | PROTECTION SYSTEMS | 4 | NO
M | DEVICES FOR GENERAL AND SPECIALIST DRESSINGS | M03030201 | TUBULAR MESH | 5 | YES
M | DEVICES FOR GENERAL AND SPECIALIST DRESSINGS | M03030202 | SKIN PROTECTIVE BANDAGES | 5 | YES
M | DEVICES FOR GENERAL AND SPECIALIST DRESSINGS | M03030203 | FOAM PADS | 5 | YES
M | DEVICES FOR GENERAL AND SPECIALIST DRESSINGS | M03030299 | PROTECTION SYSTEMS - OTHER | 5 | YES
M | DEVICES FOR GENERAL AND SPECIALIST DRESSINGS | M0304 | ELASTIC BANDAGES, SUPPORT AND COMPRESSION | 3 | NO
M | DEVICES FOR GENERAL AND SPECIALIST DRESSINGS | M030401 | ELASTIC COMPRESSION BANDAGES | 4 | NO
M | DEVICES FOR GENERAL AND SPECIALIST DRESSINGS | M03040101 | ELASTIC COMPRESSION BANDAGES, NON-ADHESIVE | 5 | NO
M | DEVICES FOR GENERAL AND SPECIALIST DRESSINGS | M0304010101 | ELASTIC COMPRESSION BANDAGES, NON-ADHESIVE, LOW EXTENSIBILITY (<70%) | 6 | YES
M | DEVICES FOR GENERAL AND SPECIALIST DRESSINGS | M0304010102 | ELASTIC COMPRESSION BANDAGES, NON-ADHESIVE, MEDIUM EXTENSIBILITY (70-140%) | 6 | YES
M | DEVICES FOR GENERAL AND SPECIALIST DRESSINGS | M0304010103 | ELASTIC COMPRESSION BANDAGES, NON-ADHESIVE, HIGH EXTENSIBILITY (>140%) | 6 | YES
M | DEVICES FOR GENERAL AND SPECIALIST DRESSINGS | M03040102 | ELASTIC COMPRESSION BANDAGES, COHESIVE | 5 | NO
M | DEVICES FOR GENERAL AND SPECIALIST DRESSINGS | M0304010201 | ELASTIC COMPRESSION BANDAGES, COHESIVE, LOW EXTENSIBILITY (<70%) | 6 | YES
M | DEVICES FOR GENERAL AND SPECIALIST DRESSINGS | M0304010202 | ELASTIC COMPRESSION BANDAGES, COHESIVE, MEDIUM EXTENSIBILITY (70-140%) | 6 | YES
M | DEVICES FOR GENERAL AND SPECIALIST DRESSINGS | M0304010203 | ELASTIC COMPRESSION BANDAGES, COHESIVE, HIGH EXTENSIBILITY (>140%) | 6 | YES
M | DEVICES FOR GENERAL AND SPECIALIST DRESSINGS | M03040103 | ELASTIC COMPRESSION BANDAGES, ADHESIVE | 5 | NO
M | DEVICES FOR GENERAL AND SPECIALIST DRESSINGS | M0304010301 | ELASTIC COMPRESSION BANDAGES, ADHESIVE, LOW EXTENSIBILITY (<70%) | 6 | YES
M | DEVICES FOR GENERAL AND SPECIALIST DRESSINGS | M0304010302 | ELASTIC COMPRESSION BANDAGES, ADHESIVE, MEDIUM EXTENSIBILITY (70-140%) | 6 | YES
M | DEVICES FOR GENERAL AND SPECIALIST DRESSINGS | M0304010303 | ELASTIC COMPRESSION BANDAGES, ADHESIVE, HIGH EXTENSIBILITY (> 140%) | 6 | YES
M | DEVICES FOR GENERAL AND SPECIALIST DRESSINGS | M03040199 | ELASTIC COMPRESSION BANDAGES - OTHER | 5 | YES
M | DEVICES FOR GENERAL AND SPECIALIST DRESSINGS | M030402 | ELASTIC SUPPORT BANDAGES | 4 | NO
M | DEVICES FOR GENERAL AND SPECIALIST DRESSINGS | M03040201 | ELASTIC SUPPORT BANDAGES, NON-ADHESIVE | 5 | NO
M | DEVICES FOR GENERAL AND SPECIALIST DRESSINGS | M0304020101 | ELASTIC SUPPORT BANDAGES, NON-ADHESIVE, HIGH EXTENSIBILITY (>140%) | 6 | NO
M | DEVICES FOR GENERAL AND SPECIALIST DRESSINGS | M030402010101 | ELASTIC SUPPORT BANDAGES, NON-ADHESIVE, EXTENSIBLE IN ONE DIRECTION, HIGH EXTENSIBILITY | 7 | YES
M | DEVICES FOR GENERAL AND SPECIALIST DRESSINGS | M030402010103 | ELASTIC SUPPORT BANDAGES, NON-ADHESIVE, EXTENSIBLE IN TWO DIRECTIONS, HIGH EXTENSIBILITY | 7 | YES
M | DEVICES FOR GENERAL AND SPECIALIST DRESSINGS | M03040202 | ELASTIC SUPPORT BANDAGES, COHESIVE (SELF-ADHESIVE) | 5 | NO
M | DEVICES FOR GENERAL AND SPECIALIST DRESSINGS | M0304020201 | ELASTIC SUPPORT BANDAGES, COHESIVE, HIGH EXTENSIBILITY (>140%) | 6 | NO
M | DEVICES FOR GENERAL AND SPECIALIST DRESSINGS | M030402020101 | ELASTIC SUPPORT BANDAGES, COHESIVE, EXTENSIBLE IN ONE DIRECTION, HIGH EXTENSIBILITY | 7 | YES
M | DEVICES FOR GENERAL AND SPECIALIST DRESSINGS | M030402020103 | ELASTIC SUPPORT BANDAGES, COHESIVE, EXTENSIBLE IN TWO DIRECTIONS, HIGH EXTENSIBILITY | 7 | YES
M | DEVICES FOR GENERAL AND SPECIALIST DRESSINGS | M03040203 | ELASTIC SUPPORT BANDAGES, ADHESIVE | 5 | NO
M | DEVICES FOR GENERAL AND SPECIALIST DRESSINGS | M0304020301 | ELASTIC SUPPORT BANDAGES, ADHESIVE, HIGH EXTENSIBILITY (>140%) | 6 | NO
M | DEVICES FOR GENERAL AND SPECIALIST DRESSINGS | M030402030102 | ELASTIC SUPPORT BANDAGES, ADHESIVE EXTENSIBLE IN ONE DIRECTION, HIGH EXTENSIBILITY | 7 | YES
M | DEVICES FOR GENERAL AND SPECIALIST DRESSINGS | M030402030103 | ELASTIC SUPPORT BANDAGES, ADHESIVE, EXTENSIBLE IN TWO DIRECTIONS, HIGH EXTENSIBILITY | 7 | YES
M | DEVICES FOR GENERAL AND SPECIALIST DRESSINGS | M03040299 | ELASTIC SUPPORT BANDAGES - OTHER | 5 | YES
M | DEVICES FOR GENERAL AND SPECIALIST DRESSINGS | M030403 | FUNCTIONAL BANDAGES WITH ANELASTIC TAPES | 4 | YES
M | DEVICES FOR GENERAL AND SPECIALIST DRESSINGS | M030404 | DIALYSIS FISTULA, BANDAGES | 4 | YES
M | DEVICES FOR GENERAL AND SPECIALIST DRESSINGS | M030405 | COMPRESSION STOCKINGS | 4 | YES
M | DEVICES FOR GENERAL AND SPECIALIST DRESSINGS | M030499 | ELASTIC BANDAGES, SUPPORT AND COMPRESSION - OTHER | 4 | YES
M | DEVICES FOR GENERAL AND SPECIALIST DRESSINGS | M0305 | IMMOBILISATION SYSTEMS AND DEVICES | 3 | NO
M | DEVICES FOR GENERAL AND SPECIALIST DRESSINGS | M030501 | IMMOBILISATION BANDAGES FOR SHOULDER, ARM AND COLLARBONE | 4 | YES
M | DEVICES FOR GENERAL AND SPECIALIST DRESSINGS | M030502 | BANDAGES AND SPLINTS | 4 | NO
M | DEVICES FOR GENERAL AND SPECIALIST DRESSINGS | M03050201 | NATURAL CAST BANDAGES AND SPLINTS | 5 | YES
M | DEVICES FOR GENERAL AND SPECIALIST DRESSINGS | M03050202 | SYNTHETIC CAST BANDAGES AND SPLINTS | 5 | YES
M | DEVICES FOR GENERAL AND SPECIALIST DRESSINGS | M03050299 | BANDAGES AND SPLINTS - OTHER | 5 | YES
M | DEVICES FOR GENERAL AND SPECIALIST DRESSINGS | M030503 | SKIN TRACTION SYSTEMS | 4 | YES
M | DEVICES FOR GENERAL AND SPECIALIST DRESSINGS | M030504 | IMMOBILISATION SYSTEMS, MOULDABLE UNDER COLD AND HOT TEMPERATURES | 4 | YES
M | DEVICES FOR GENERAL AND SPECIALIST DRESSINGS | M030505 | ZIMMER SPLINTS | 4 | YES
M | DEVICES FOR GENERAL AND SPECIALIST DRESSINGS | M030506 | FERULES | 4 | YES
M | DEVICES FOR GENERAL AND SPECIALIST DRESSINGS | M030599 | IMMOBILISATION SYSTEMS AND DEVICES - OTHER | 4 | YES
M | DEVICES FOR GENERAL AND SPECIALIST DRESSINGS | M0399 | BANDAGES - OTHER (see Y06 for collars, tutors, etc.) | 3 | YES
M | DEVICES FOR GENERAL AND SPECIALIST DRESSINGS | M04 | SPECIAL DRESSINGS | 2 | NO
M | DEVICES FOR GENERAL AND SPECIALIST DRESSINGS | M0401 | PREPARED DRESSINGS | 3 | NO
M | DEVICES FOR GENERAL AND SPECIALIST DRESSINGS | M040101 | ADHESIVE DRESSINGS, WITH ABSORBENT PAD | 4 | NO
M | DEVICES FOR GENERAL AND SPECIALIST DRESSINGS | M04010101 | NON-WOVEN ADHESIVE DRESSINGS, WITH ABSORBENT PAD | 5 | YES
M | DEVICES FOR GENERAL AND SPECIALIST DRESSINGS | M04010102 | POLYURETHANE (OR OTHER MATERIAL) ADHESIVE DRESSINGS, WITH ABSORBENT PAD | 5 | YES
M | DEVICES FOR GENERAL AND SPECIALIST DRESSINGS | M04010199 | ADHESIVE DRESSINGS, WITH ABSORBENT PAD - OTHER | 5 | YES
M | DEVICES FOR GENERAL AND SPECIALIST DRESSINGS | M040102 | FIXING DRESSINGS | 4 | NO
M | DEVICES FOR GENERAL AND SPECIALIST DRESSINGS | M04010201 | NON-WOVEN FIXING DRESSINGS | 5 | YES
M | DEVICES FOR GENERAL AND SPECIALIST DRESSINGS | M04010202 | POLYURETHANE FIXING DRESSINGS | 5 | YES
M | DEVICES FOR GENERAL AND SPECIALIST DRESSINGS | M04010203 | FIXATION SILICONE DRESSINGS | 5 | YES
M | DEVICES FOR GENERAL AND SPECIALIST DRESSINGS | M04010299 | FIXING DRESSINGS - OTHER | 5 | YES
M | DEVICES FOR GENERAL AND SPECIALIST DRESSINGS | M040199 | PREPARED DRESSINGS - OTHER | 4 | YES
M | DEVICES FOR GENERAL AND SPECIALIST DRESSINGS | M0402 | NON-ADHESIVE ABSORBENT DRESSINGS | 3 | NO
M | DEVICES FOR GENERAL AND SPECIALIST DRESSINGS | M040201 | ABSORBENT DRESSINGS WITH CELLULOSE PAD AND NON-WOVEN WRAPS | 4 | YES
M | DEVICES FOR GENERAL AND SPECIALIST DRESSINGS | M040202 | ALUMINIUM NON-WOVEN ABSORBENT DRESSINGS | 4 | YES
M | DEVICES FOR GENERAL AND SPECIALIST DRESSINGS | M040203 | TRACHEOSTOMY DRESSINGS | 4 | YES
M | DEVICES FOR GENERAL AND SPECIALIST DRESSINGS | M040204 | NON-ADHERENT ABSORBENT DRESSINGS | 4 | YES
M | DEVICES FOR GENERAL AND SPECIALIST DRESSINGS | M040299 | NON-ADHESIVE ABSORBENT DRESSINGS - OTHER | 4 | YES
M | DEVICES FOR GENERAL AND SPECIALIST DRESSINGS | M0403 | OPHTHALMIC DRESSINGS | 3 | NO
M | DEVICES FOR GENERAL AND SPECIALIST DRESSINGS | M040301 | EYE PADS, COTTON OR NON-WOVEN MATERIALS | 4 | YES
M | DEVICES FOR GENERAL AND SPECIALIST DRESSINGS | M040302 | STICKS/LANCETS/STRIPS FOR OPHTHALMIC USE | 4 | YES
M | DEVICES FOR GENERAL AND SPECIALIST DRESSINGS | M040303 | ORTHOPTIC EYE PATCHES | 4 | YES
M | DEVICES FOR GENERAL AND SPECIALIST DRESSINGS | M040304 | OPHTHALMIC DRESSINGS CONTAINING COMPONENTS OF HUMAN ORIGIN | 4 | YES
M | DEVICES FOR GENERAL AND SPECIALIST DRESSINGS | M040305 | OPHTHALMIC DRESSINGS IN THE FORM OF EYE DROPS/GEL/CREAMS | 4 | YES
M | DEVICES FOR GENERAL AND SPECIALIST DRESSINGS | M040306 | OPHTHALMIC PROTECTORS | 4 | YES
M | DEVICES FOR GENERAL AND SPECIALIST DRESSINGS | M040399 | OPHTHALMIC DRESSINGS - OTHER | 4 | YES
M | DEVICES FOR GENERAL AND SPECIALIST DRESSINGS | M0404 | DRESSINGS FOR WOUNDS, SORES AND ULCERATIONS | 3 | NO
M | DEVICES FOR GENERAL AND SPECIALIST DRESSINGS | M040401 | SALINE DRESSINGS | 4 | NO
M | DEVICES FOR GENERAL AND SPECIALIST DRESSINGS | M04040101 | SALINE DRESSINGS, NON-COMBINED | 5 | YES
M | DEVICES FOR GENERAL AND SPECIALIST DRESSINGS | M04040102 | SALINE DRESSINGS IN COMBINATION WITH OTHER SUBSTANCES | 5 | YES
M | DEVICES FOR GENERAL AND SPECIALIST DRESSINGS | M040402 | ALGINATE DRESSINGS | 4 | NO
M | DEVICES FOR GENERAL AND SPECIALIST DRESSINGS | M04040201 | ALGINATE DRESSINGS, NON-COMBINED | 5 | YES
M | DEVICES FOR GENERAL AND SPECIALIST DRESSINGS | M04040202 | ALGINATE DRESSINGS, COMBINED WITH OTHER SUBSTANCES | 5 | YES
M | DEVICES FOR GENERAL AND SPECIALIST DRESSINGS | M040403 | HYDROCOLLOID DRESSINGS | 4 | NO
M | DEVICES FOR GENERAL AND SPECIALIST DRESSINGS | M04040301 | HYDROCOLLOID DRESSINGS, NON-COMBINED | 5 | YES
M | DEVICES FOR GENERAL AND SPECIALIST DRESSINGS | M04040302 | HYDROCOLLOID DRESSINGS, COMBINED WITH OTHER SUBSTANCES | 5 | YES
M | DEVICES FOR GENERAL AND SPECIALIST DRESSINGS | M040404 | CELLULOSE AND/OR MODIFIED CELLULOSE DRESSINGS, NON-COMBINED OR COMBINED WITH OTHER SUBSTANCES | 4 | YES
M | DEVICES FOR GENERAL AND SPECIALIST DRESSINGS | M040405 | HYDROGEL DRESSINGS | 4 | NO
M | DEVICES FOR GENERAL AND SPECIALIST DRESSINGS | M04040501 | HYDROGEL DRESSINGS, NON-COMBINED | 5 | YES
M | DEVICES FOR GENERAL AND SPECIALIST DRESSINGS | M04040502 | HYDROGEL DRESSINGS, COMBINED WITH OTHER SUBSTANCES | 5 | YES
M | DEVICES FOR GENERAL AND SPECIALIST DRESSINGS | M040406 | POLYURETHANE DRESSINGS | 4 | NO
M | DEVICES FOR GENERAL AND SPECIALIST DRESSINGS | M04040601 | POLYURETHANE DRESSINGS, NON-COMBINED | 5 | YES
M | DEVICES FOR GENERAL AND SPECIALIST DRESSINGS | M04040602 | POLYURETHANE DRESSINGS, COMBINED WITH OTHER SUBSTANCES | 5 | YES
M | DEVICES FOR GENERAL AND SPECIALIST DRESSINGS | M040407 | SILICONE DRESSINGS | 4 | NO
M | DEVICES FOR GENERAL AND SPECIALIST DRESSINGS | M04040701 | SILICONE DRESSINGS, NON-COMBINED | 5 | YES
M | DEVICES FOR GENERAL AND SPECIALIST DRESSINGS | M04040702 | SILICONE DRESSINGS, COMBINED WITH OTHER SUBSTANCES | 5 | YES
M | DEVICES FOR GENERAL AND SPECIALIST DRESSINGS | M040408 | SILVER DRESSINGS | 4 | NO
M | DEVICES FOR GENERAL AND SPECIALIST DRESSINGS | M04040801 | SILVER DRESSINGS, NON-COMBINED | 5 | YES
M | DEVICES FOR GENERAL AND SPECIALIST DRESSINGS | M04040802 | SILVER DRESSINGS, COMBINED WITH OTHER SUBSTANCES | 5 | YES
M | DEVICES FOR GENERAL AND SPECIALIST DRESSINGS | M040409 | ACTIVATED CHARCOAL DRESSINGS | 4 | NO
M | DEVICES FOR GENERAL AND SPECIALIST DRESSINGS | M04040901 | ACTIVATED CHARCOAL DRESSINGS, NON-COMBINED | 5 | YES
M | DEVICES FOR GENERAL AND SPECIALIST DRESSINGS | M04040902 | ACTIVATED CHARCOAL DRESSINGS, COMBINED WITH OTHER SUBSTANCES | 5 | YES
M | DEVICES FOR GENERAL AND SPECIALIST DRESSINGS | M040410 | ANIMAL-DERIVED COLLAGEN DRESSINGS | 4 | NO
M | DEVICES FOR GENERAL AND SPECIALIST DRESSINGS | M04041001 | ANIMAL-DERIVED COLLAGEN DRESSINGS, NON-COMBINED | 5 | YES
M | DEVICES FOR GENERAL AND SPECIALIST DRESSINGS | M04041002 | ANIMAL-DERIVED COLLAGEN DRESSINGS, COMBINED WITH OTHER SUBSTANCES | 5 | YES
M | DEVICES FOR GENERAL AND SPECIALIST DRESSINGS | M040411 | INSTRUMENT DRESSINGS | 4 | YES
M | DEVICES FOR GENERAL AND SPECIALIST DRESSINGS | M040412 | ANTISEPTICS-BASED DRESSINGS | 4 | YES
M | DEVICES FOR GENERAL AND SPECIALIST DRESSINGS | M040413 | INTERACTIVE DRESSINGS | 4 | YES
M | DEVICES FOR GENERAL AND SPECIALIST DRESSINGS | M040414 | MULTI-LAYER ABSORBENT DRESSINGS | 4 | YES
M | DEVICES FOR GENERAL AND SPECIALIST DRESSINGS | M040415 | DRESSINGS IN SOLUTIONS, EMULSIONS, GELS, POWDERS | 4 | NO
M | DEVICES FOR GENERAL AND SPECIALIST DRESSINGS | M04041501 | DRESSINGS IN SOLUTIONS, EMULSIONS, GELS, POWDERS WITH HERBAL COMPONENTS | 5 | YES
M | DEVICES FOR GENERAL AND SPECIALIST DRESSINGS | M04041502 | DRESSINGS IN SOLUTIONS, EMULSIONS, GELS, POWDERS WITH ANIMAL COMPONENTS | 5 | YES
M | DEVICES FOR GENERAL AND SPECIALIST DRESSINGS | M04041503 | DRESSINGS IN SOLUTIONS, EMULSIONS, GELS, POWDERS WITH SYNTHETIC COMPONENTS | 5 | YES
M | DEVICES FOR GENERAL AND SPECIALIST DRESSINGS | M040416 | HYDROPHOBIC DRESSINGS | 4 | YES
M | DEVICES FOR GENERAL AND SPECIALIST DRESSINGS | M040499 | DRESSINGS FOR WOUNDS, SORES AND ULCERATIONS - OTHER | 4 | YES
M | DEVICES FOR GENERAL AND SPECIALIST DRESSINGS | M0405 | HAEMOSTATIC DRESSINGS | 3 | NO
M | DEVICES FOR GENERAL AND SPECIALIST DRESSINGS | M040501 | POLYSACCHARIDE HAEMOSTATIC DRESSINGS | 4 | YES
M | DEVICES FOR GENERAL AND SPECIALIST DRESSINGS | M040502 | ANIMAL COLLAGEN HAEMOSTATIC DRESSINGS | 4 | YES
M | DEVICES FOR GENERAL AND SPECIALIST DRESSINGS | M040503 | GELATINE SPONGE HAEMOSTATIC DRESSINGS | 4 | YES
M | DEVICES FOR GENERAL AND SPECIALIST DRESSINGS | M040504 | INORGANIC HAEMOSTATIC DEVICES | 4 | YES
M | DEVICES FOR GENERAL AND SPECIALIST DRESSINGS | M040505 | HAEMOSTATIC DEVICES BASED ON CLOTTING FACTORS | 4 | NO
M | DEVICES FOR GENERAL AND SPECIALIST DRESSINGS | M04050501 | HEMOSTATIC DRESSINGS BASED ON COAGULATION FACTORS OF ANIMAL ORIGIN | 5 | YES
M | DEVICES FOR GENERAL AND SPECIALIST DRESSINGS | M04050502 | HEMOSTATIC DRESSINGS BASED ON COAGULATION FACTORS OF HUMAN ORIGIN | 5 | YES
M | DEVICES FOR GENERAL AND SPECIALIST DRESSINGS | M040506 | HEMOSTATIC WAXES | 4 | YES
M | DEVICES FOR GENERAL AND SPECIALIST DRESSINGS | M040599 | HAEMOSTATIC DRESSINGS - OTHER | 4 | YES
M | DEVICES FOR GENERAL AND SPECIALIST DRESSINGS | M0406 | DRESSINGS FOR THE PREVENTION OF POST-OPERATIVE ADHESIONS | 3 | YES
M | DEVICES FOR GENERAL AND SPECIALIST DRESSINGS | M0407 | SPECIAL PADS | 3 | NO
M | DEVICES FOR GENERAL AND SPECIALIST DRESSINGS | M040701 | NASAL PADS | 4 | YES
M | DEVICES FOR GENERAL AND SPECIALIST DRESSINGS | M040702 | SURGICAL PADS | 4 | YES
M | DEVICES FOR GENERAL AND SPECIALIST DRESSINGS | M040703 | WOUND DEBRIDEMENT PADS | 4 | YES
M | DEVICES FOR GENERAL AND SPECIALIST DRESSINGS | M040799 | SPECIAL PADS - OTHER | 4 | YES
M | DEVICES FOR GENERAL AND SPECIALIST DRESSINGS | M0408 | DRESSINGS FOR BURNS ONLY | 3 | YES
M | DEVICES FOR GENERAL AND SPECIALIST DRESSINGS | M0409 | DRESSINGS FOR PHOTO- AND THERMOTHERAPY IN THE FORM OF GELS AND SOLUTIONS | 3 | YES
M | DEVICES FOR GENERAL AND SPECIALIST DRESSINGS | M0410 | DRESSINGS FOR NAILS IN THE FORM OF LIQUIDS, GELS AND CREAMS | 3 | YES
M | DEVICES FOR GENERAL AND SPECIALIST DRESSINGS | M0411 | OSMOTIC DRESSINGS | 3 | YES
M | DEVICES FOR GENERAL AND SPECIALIST DRESSINGS | M0412 | DRESSINGS FOR THE TREATMENT OF WARTS, CORNS AND CALLUSES | 3 | YES
M | DEVICES FOR GENERAL AND SPECIALIST DRESSINGS | M0499 | SPECIAL DRESSINGS - OTHER | 3 | YES
M | DEVICES FOR GENERAL AND SPECIALIST DRESSINGS | M05 | PLASTERS | 2 | NO
M | DEVICES FOR GENERAL AND SPECIALIST DRESSINGS | M0501 | SURGICAL PLASTERS | 3 | NO
M | DEVICES FOR GENERAL AND SPECIALIST DRESSINGS | M050101 | PLASTERS ON SPOOLS (ROLLS) | 4 | YES
M | DEVICES FOR GENERAL AND SPECIALIST DRESSINGS | M050102 | MEDICATED PLASTERS | 4 | YES
M | DEVICES FOR GENERAL AND SPECIALIST DRESSINGS | M050199 | SURGICAL PLASTERS - OTHER | 4 | YES
M | DEVICES FOR GENERAL AND SPECIALIST DRESSINGS | M0502 | PLASTERS FOR EXTENSIVE AREAS | 3 | NO
M | DEVICES FOR GENERAL AND SPECIALIST DRESSINGS | M050201 | EXTENSIBLE NON-WOVEN PLASTERS | 4 | YES
M | DEVICES FOR GENERAL AND SPECIALIST DRESSINGS | M050202 | NON-EXTENSIBLE WOVEN PLASTERS | 4 | YES
M | DEVICES FOR GENERAL AND SPECIALIST DRESSINGS | M050299 | PLASTERS FOR EXTENSIVE AREAS - OTHER | 4 | YES
M | DEVICES FOR GENERAL AND SPECIALIST DRESSINGS | M0599 | MEDICAL PLASTERS - OTHER | 3 | YES
M | DEVICES FOR GENERAL AND SPECIALIST DRESSINGS | M90 | DEVICES FOR GENERAL AND SPECIALIST DRESSINGS - VARIOUS | 2 | NO
M | DEVICES FOR GENERAL AND SPECIALIST DRESSINGS | M9001 | CRYOTHERAPY AND THERMOTHERAPY DEVICES | 3 | YES
M | DEVICES FOR GENERAL AND SPECIALIST DRESSINGS | M9002 | PROTECTIVE DEVICES, LUBRICANTS AND SOOTHING DEVICES (SPRAYS, GELS, FLUIDS AND CREAMS) | 3 | YES
M | DEVICES FOR GENERAL AND SPECIALIST DRESSINGS | M9003 | SOLUTIONS FOR ADHESIVE TAPE REMOVAL | 3 | YES
M | DEVICES FOR GENERAL AND SPECIALIST DRESSINGS | M9099 | GENERAL AND SPECIALIST MEDICAL DEVICES – OTHER (SUTURE PATCHES SEE H900102) | 3 | YES
N | NERVOUS AND MEDULLARY SYSTEMS DEVICES | N | NERVOUS AND MEDULLARY SYSTEMS DEVICES | 1 | NO
N | NERVOUS AND MEDULLARY SYSTEMS DEVICES | N01 | ENCEPHALIC AND PERIPHERAL NERVOUS SYSTEM DEVICES | 2 | NO
N | NERVOUS AND MEDULLARY SYSTEMS DEVICES | N0101 | NEUROPHYSIOLOGY DEVICES | 3 | NO
N | NERVOUS AND MEDULLARY SYSTEMS DEVICES | N010101 | ELECTROMYOGRAPHIC ELECTRODES | 4 | YES
N | NERVOUS AND MEDULLARY SYSTEMS DEVICES | N010102 | ELECTROENCEPHALOGRAPHIC ELECTRODES | 4 | NO
N | NERVOUS AND MEDULLARY SYSTEMS DEVICES | N01010201 | EEG INTRACRANIC ELECTRODES | 5 | NO
N | NERVOUS AND MEDULLARY SYSTEMS DEVICES | N0101020101 | EEG CORTICAL ELECTRODES | 6 | YES
N | NERVOUS AND MEDULLARY SYSTEMS DEVICES | N0101020102 | EEG DEPTH ELECTRODES | 6 | YES
N | NERVOUS AND MEDULLARY SYSTEMS DEVICES | N0101020199 | EEG INTRACRANIC ELECTRODES - OTHER | 6 | YES
N | NERVOUS AND MEDULLARY SYSTEMS DEVICES | N01010202 | EEG EXTRACRANIC ELECTRODES | 5 | YES
N | NERVOUS AND MEDULLARY SYSTEMS DEVICES | N01010203 | EEG HEADSETS | 5 | YES
N | NERVOUS AND MEDULLARY SYSTEMS DEVICES | N01010299 | EEG ELECTRODES - OTHER | 5 | YES
N | NERVOUS AND MEDULLARY SYSTEMS DEVICES | N010103 | BIPOLAR NERVOUS ELECTROSTIMULATORS, BATTERY-POWERED | 4 | YES
N | NERVOUS AND MEDULLARY SYSTEMS DEVICES | N010180 | NEUROPHYSIOLOGY DEVICES - ACCESSORIES | 4 | YES
N | NERVOUS AND MEDULLARY SYSTEMS DEVICES | N010199 | NEUROPHYSIOLOGY DEVICES - OTHER | 4 | YES
N | NERVOUS AND MEDULLARY SYSTEMS DEVICES | N0102 | NEUROLOGIC PHYSIOTHERAPHY DEVICES | 3 | NO
N | NERVOUS AND MEDULLARY SYSTEMS DEVICES | N010201 | TENS SYSTEM ELECTRODES | 4 | YES
N | NERVOUS AND MEDULLARY SYSTEMS DEVICES | N010202 | STIMULATION POINT LOCATORS | 4 | YES
N | NERVOUS AND MEDULLARY SYSTEMS DEVICES | N010280 | NEUROLOGICAL PHYSIOTHERAPY DEVICES - ACCESSORIES | 4 | NO
N | NERVOUS AND MEDULLARY SYSTEMS DEVICES | N01028001 | SPONGES FOR THE APPLICATION OF CUTANEOUS NEUROLOGICAL ELECTRODES | 5 | YES
N | NERVOUS AND MEDULLARY SYSTEMS DEVICES | N01028002 | NEUROLOGICAL PHYSIOTHERAPY CONNECTORS | 5 | YES
N | NERVOUS AND MEDULLARY SYSTEMS DEVICES | N01028003 | NEUROLOGICAL ELECTRODES BANDS | 5 | YES
N | NERVOUS AND MEDULLARY SYSTEMS DEVICES | N01028099 | NEUROLOGICAL PHYSIOTHERAPY DEVICES - ACCESSORIES - OTHER | 5 | YES
N | NERVOUS AND MEDULLARY SYSTEMS DEVICES | N010299 | NEUROLOGIC PHYSIOTHERAPHY DEVICES - OTHER | 4 | YES
N | NERVOUS AND MEDULLARY SYSTEMS DEVICES | N0103 | CRANIAL DRAINAGE DEVICES AND KITS | 3 | NO
N | NERVOUS AND MEDULLARY SYSTEMS DEVICES | N010301 | VENTRICULAR-PERITONEAL SHUNTS | 4 | YES
N | NERVOUS AND MEDULLARY SYSTEMS DEVICES | N010302 | VENTRICULAR-ATRIAL SHUNTS | 4 | YES
N | NERVOUS AND MEDULLARY SYSTEMS DEVICES | N010303 | CEREBRAL FLUID EXTERNAL DRAINS AND KITS | 4 | YES
N | NERVOUS AND MEDULLARY SYSTEMS DEVICES | N010380 | INTRACRANIAL DRAINAGE DEVICES AND KITS - ACCESSORIES | 4 | NO
N | NERVOUS AND MEDULLARY SYSTEMS DEVICES | N01038001 | INTRACRANIAL DRAINAGE DEVICES ADAPTERS AND CONNECTORS, SINGLE-USE | 5 | YES
N | NERVOUS AND MEDULLARY SYSTEMS DEVICES | N01038002 | INTRACRANIAL DRAINAGE DEVICE VALVES | 5 | YES
N | NERVOUS AND MEDULLARY SYSTEMS DEVICES | N01038099 | INTRACRANIAL DRAINAGE DEVICES AND KITS - ACCESSORIES - OTHER | 5 | YES
N | NERVOUS AND MEDULLARY SYSTEMS DEVICES | N010399 | INTRACRANIAL DRAINAGE DEVICES AND KITS - OTHER | 4 | YES
N | NERVOUS AND MEDULLARY SYSTEMS DEVICES | N0104 | PERIPHERAL NERVOUS SYSTEM CATHETERS | 3 | NO
N | NERVOUS AND MEDULLARY SYSTEMS DEVICES | N010401 | PERIPHERAL NERVOUS SYSTEM CATHETERS AND KITS | 4 | YES
N | NERVOUS AND MEDULLARY SYSTEMS DEVICES | N010480 | PERIPHERAL NERVOUS SYSTEM CATHETERS - ACCESSORIES | 4 | YES
N | NERVOUS AND MEDULLARY SYSTEMS DEVICES | N010499 | PERIPHERAL NERVOUS SYSTEM CATHETERS - OTHER | 4 | YES
N | NERVOUS AND MEDULLARY SYSTEMS DEVICES | N0180 | ENCEPHALIC AND PERIPHERAL NERVOUS SYSTEM DEVICES - ACCESSORIES | 3 | NO
N | NERVOUS AND MEDULLARY SYSTEMS DEVICES | N018001 | ENCEPHALIC AND PERIPHERAL NERVOUS SYSTEM SURGICAL INSTRUMENTS, SINGLE-USE | 4 | NO
N | NERVOUS AND MEDULLARY SYSTEMS DEVICES | N01800101 | ENCEPHALIC AND PERIPHERAL NERVOUS SYSTEM SURGICAL FORCEPS, SINGLE-USE | 5 | YES
N | NERVOUS AND MEDULLARY SYSTEMS DEVICES | N01800102 | ENCEPHALIC AND PERIPHERAL NERVOUS SYSTEM SURGICAL SCISSORS, SINGLE-USE | 5 | YES
N | NERVOUS AND MEDULLARY SYSTEMS DEVICES | N01800103 | ENCEPHALIC AND PERIPHERAL NERVOUS SYSTEM NEEDLE HOLDERS, SINGLE-USE | 5 | YES
N | NERVOUS AND MEDULLARY SYSTEMS DEVICES | N01800104 | ENCEPHALIC AND PERIPHERAL NERVOUS SYSTEM SPREADERS AND RETRACTORS, SINGLE-USE | 5 | YES
N | NERVOUS AND MEDULLARY SYSTEMS DEVICES | N01800105 | ENCEPHALIC AND PERIPHERAL NERVOUS SYSTEM SURGICAL BLADES, SINGLE-USE | 5 | YES
N | NERVOUS AND MEDULLARY SYSTEMS DEVICES | N01800106 | ENCEPHALIC AND PERIPHERAL NERVOUS SYSTEM SURGICAL INSTRUMENT KITS, SINGLE-USE | 5 | YES
N | NERVOUS AND MEDULLARY SYSTEMS DEVICES | N01800199 | ENCEPHALIC AND PERIPHERAL NERVOUS SYSTEM SURGICAL INSTRUMENTS, SINGLE-USE - OTHER | 5 | YES
N | NERVOUS AND MEDULLARY SYSTEMS DEVICES | N018099 | ENCEPHALIC AND PERIPHERAL NERVOUS SYSTEM DEVICES - ACCESSORIES - OTHER | 4 | YES
N | NERVOUS AND MEDULLARY SYSTEMS DEVICES | N0199 | ENCEPHALIC AND PERIPHERAL NERVOUS SYSTEM DEVICES - OTHER | 3 | YES
N | NERVOUS AND MEDULLARY SYSTEMS DEVICES | N02 | SPINAL MEDULLAR SYSTEM DEVICES | 2 | NO
N | NERVOUS AND MEDULLARY SYSTEMS DEVICES | N0201 | SPINAL CATHETERS AND KITS | 3 | NO
N | NERVOUS AND MEDULLARY SYSTEMS DEVICES | N020101 | PERIDURAL / EPIDURAL SPINAL CATHETERS AND KITS | 4 | NO
N | NERVOUS AND MEDULLARY SYSTEMS DEVICES | N02010101 | EPIDUROSCOPY AND EPIDUROPLASTICS CATHETERS AND KITS | 5 | YES
N | NERVOUS AND MEDULLARY SYSTEMS DEVICES | N02010102 | PERIDURAL / EPIDURAL CATHETERS FOR CONTINUOUS ANALGESIA AND KITS | 5 | YES
N | NERVOUS AND MEDULLARY SYSTEMS DEVICES | N02010180 | PERIDURAL / EPIDURAL SPINAL CATHETERS AND KITS - ACCESSORIES | 5 | YES
N | NERVOUS AND MEDULLARY SYSTEMS DEVICES | N02010199 | PERIDURAL / EPIDURAL SPINAL CATHETERS AND KITS - OTHER | 5 | YES
N | NERVOUS AND MEDULLARY SYSTEMS DEVICES | N020102 | SUBARACHNOID SPINAL CATHETERS AND KITS | 4 | YES
N | NERVOUS AND MEDULLARY SYSTEMS DEVICES | N020180 | SPINAL CATHETERS AND KITS - ACCESSORIES | 4 | YES
N | NERVOUS AND MEDULLARY SYSTEMS DEVICES | N020199 | SPINAL CATHETERS AND KITS - OTHER | 4 | YES
N | NERVOUS AND MEDULLARY SYSTEMS DEVICES | N0202 | SPINAL ACCESS SYSTEMS FOR INFUSION THERAPY | 3 | NO
N | NERVOUS AND MEDULLARY SYSTEMS DEVICES | N020201 | PERIDURAL / EPIDURAL ACCESS SYSTEMS FOR INFUSION THERAPY | 4 | YES
N | NERVOUS AND MEDULLARY SYSTEMS DEVICES | N020202 | SUBARACHNOID ACCESS SYSTEMS FOR INFUSION THERAPY | 4 | YES
N | NERVOUS AND MEDULLARY SYSTEMS DEVICES | N020280 | SPINAL ACCESS SYSTEMS FOR INFUSION THERAPY - ACCESSORIES | 4 | YES
N | NERVOUS AND MEDULLARY SYSTEMS DEVICES | N020299 | SPINAL ACCESS SYSTEMS FOR INFUSION THERAPY - OTHER | 4 | YES
N | NERVOUS AND MEDULLARY SYSTEMS DEVICES | N0203 | SPINAL LUMBAR DRAINAGE DEVICES AND KITS | 3 | NO
N | NERVOUS AND MEDULLARY SYSTEMS DEVICES | N020301 | LUMBO-PERITONEAL SHUNTS | 4 | YES
N | NERVOUS AND MEDULLARY SYSTEMS DEVICES | N020302 | EXTERNAL SPINAL FLUID DRAINS AND KITS | 4 | YES
N | NERVOUS AND MEDULLARY SYSTEMS DEVICES | N020380 | SPINAL LUMBAR DRAINAGE DEVICES AND KITS - ACCESSORIES | 4 | YES
N | NERVOUS AND MEDULLARY SYSTEMS DEVICES | N020399 | SPINAL LUMBAR DRAINAGE DEVICES AND KITS - OTHER | 4 | YES
N | NERVOUS AND MEDULLARY SYSTEMS DEVICES | N0280 | SPINAL MEDULLARY SYSTEM DEVICES - ACCESSORIES | 3 | NO
N | NERVOUS AND MEDULLARY SYSTEMS DEVICES | N028001 | FILTERS FOR CONTINUOUS SPINAL ANALGESIA | 4 | YES
N | NERVOUS AND MEDULLARY SYSTEMS DEVICES | N028002 | SPINAL MEDULLARY SYSTEM SURGICAL INSTRUMENTS, SINGLE-USE | 4 | NO
N | NERVOUS AND MEDULLARY SYSTEMS DEVICES | N02800201 | SPINAL MEDULLARY SYSTEM SURGICAL FORCEPS, SINGLE-USE | 5 | YES
N | NERVOUS AND MEDULLARY SYSTEMS DEVICES | N02800202 | SPINAL MEDULLARY SYSTEM SURGICAL SCISSORS, SINGLE-USE | 5 | YES
N | NERVOUS AND MEDULLARY SYSTEMS DEVICES | N02800203 | SPINAL MEDULLARY SYSTEM NEEDLE HOLDERS, SINGLE-USE | 5 | YES
N | NERVOUS AND MEDULLARY SYSTEMS DEVICES | N02800204 | SPINAL MEDULLARY SYSTEM SPREADERS AND RETRACTORS, SINGLE-USE | 5 | YES
N | NERVOUS AND MEDULLARY SYSTEMS DEVICES | N02800205 | SPINAL MEDULLAR SYSTEM SURGICAL BLADES, SINGLE-USE | 5 | YES
N | NERVOUS AND MEDULLARY SYSTEMS DEVICES | N02800206 | DILATORS FOR POSITIONING OF SPINAL DEVICES, SINGLE-USE | 5 | YES
N | NERVOUS AND MEDULLARY SYSTEMS DEVICES | N02800207 | SPINAL DEVICES INTRODUCERS, SINGLE-USE | 5 | YES
N | NERVOUS AND MEDULLARY SYSTEMS DEVICES | N02800208 | SPINAL DEVICES TUNNELISERS, SINGLE-USE | 5 | YES
N | NERVOUS AND MEDULLARY SYSTEMS DEVICES | N02800209 | SPINAL MEDULLARY SYSTEM SURGICAL INSTRUMENT KITS, SINGLE-USE | 5 | YES
N | NERVOUS AND MEDULLARY SYSTEMS DEVICES | N02800299 | SPINAL MEDULLARY SYSTEM SURGICAL INSTRUMENTS, SINGLE-USE - OTHER | 5 | YES
N | NERVOUS AND MEDULLARY SYSTEMS DEVICES | N028099 | SPINAL MEDULLARY SYSTEM DEVICES - ACCESSORIES - OTHER | 4 | YES
N | NERVOUS AND MEDULLARY SYSTEMS DEVICES | N0299 | SPINAL MEDULLARY SYSTEM DEVICES - OTHER | 3 | YES
N | NERVOUS AND MEDULLARY SYSTEMS DEVICES | N99 | NERVOUS AND MEDULLARY SYSTEM DEVICES - OTHER | 2 | YES
P | IMPLANTABLE PROSTHETIC AND OSTEOSYNTHESIS DEVICES | P | IMPLANTABLE PROSTHETIC AND OSTEOSYNTHESIS DEVICES | 1 | NO
P | IMPLANTABLE PROSTHETIC AND OSTEOSYNTHESIS DEVICES | P01 | PROSTHESES, FACIAL, ODONTOLOGICAL, AND CRANIAL | 2 | NO
P | IMPLANTABLE PROSTHETIC AND OSTEOSYNTHESIS DEVICES | P0101 | FACIAL PROSTHESES | 3 | NO
P | IMPLANTABLE PROSTHETIC AND OSTEOSYNTHESIS DEVICES | P010101 | CHIN PROSTHESES | 4 | YES
P | IMPLANTABLE PROSTHETIC AND OSTEOSYNTHESIS DEVICES | P010102 | ZYGOMATIC PROSTHESES | 4 | YES
P | IMPLANTABLE PROSTHETIC AND OSTEOSYNTHESIS DEVICES | P010103 | MANDIBULAR PROSTHESES | 4 | YES
P | IMPLANTABLE PROSTHETIC AND OSTEOSYNTHESIS DEVICES | P010104 | PROSTHESES, ORBITAL CAVITY | 4 | NO
P | IMPLANTABLE PROSTHETIC AND OSTEOSYNTHESIS DEVICES | P01010401 | PROSTHESES, ORBITAL CAVITY - PARTIAL | 5 | YES
P | IMPLANTABLE PROSTHETIC AND OSTEOSYNTHESIS DEVICES | P01010402 | PROSTHESES, ORBITAL CAVITY - TOTAL | 5 | YES
P | IMPLANTABLE PROSTHETIC AND OSTEOSYNTHESIS DEVICES | P010199 | FACIAL PROSTHESES - OTHER | 4 | YES
P | IMPLANTABLE PROSTHETIC AND OSTEOSYNTHESIS DEVICES | P0102 | ODONTOLOGICAL PROSTHESES | 3 | NO
P | IMPLANTABLE PROSTHETIC AND OSTEOSYNTHESIS DEVICES | P010201 | DENTAL IMPLANTS AND ACCESSORIES | 4 | NO
P | IMPLANTABLE PROSTHETIC AND OSTEOSYNTHESIS DEVICES | P01020101 | DENTAL IMPLANTS | 5 | YES
P | IMPLANTABLE PROSTHETIC AND OSTEOSYNTHESIS DEVICES | P01020180 | DENTAL IMPLANTS - ACCESSORIES | 5 | YES
P | IMPLANTABLE PROSTHETIC AND OSTEOSYNTHESIS DEVICES | P010299 | ODONTOLOGICAL PROSTHESES - OTHER | 4 | YES
P | IMPLANTABLE PROSTHETIC AND OSTEOSYNTHESIS DEVICES | P0103 | PROSTHESES, CRANIAL | 3 | YES
P | IMPLANTABLE PROSTHETIC AND OSTEOSYNTHESIS DEVICES | P0180 | FACIAL AND ODONTOLOGICAL PROSTHESES - ACCESSORIES | 3 | YES
P | IMPLANTABLE PROSTHETIC AND OSTEOSYNTHESIS DEVICES | P0199 | PROSTHESES, FACIAL, ODONTOLOGICAL, AND CRANIAL - OTHERS | 3 | YES
P | IMPLANTABLE PROSTHETIC AND OSTEOSYNTHESIS DEVICES | P02 | ENT PROSTHESES | 2 | NO
P | IMPLANTABLE PROSTHETIC AND OSTEOSYNTHESIS DEVICES | P0201 | OTOLOGIC PROSTHESES | 3 | NO
P | IMPLANTABLE PROSTHETIC AND OSTEOSYNTHESIS DEVICES | P020101 | MIDDLE EAR IMPLANTS | 4 | NO
P | IMPLANTABLE PROSTHETIC AND OSTEOSYNTHESIS DEVICES | P02010101 | OSSICULAR PROSTHESES (PORP AND TORP) | 5 | YES
P | IMPLANTABLE PROSTHETIC AND OSTEOSYNTHESIS DEVICES | P02010102 | STAPEDIOPLASTIC PROSTHESES | 5 | YES
P | IMPLANTABLE PROSTHETIC AND OSTEOSYNTHESIS DEVICES | P02010103 | EUSTACHIAN TUBE PROSTHESIS | 5 | YES
P | IMPLANTABLE PROSTHETIC AND OSTEOSYNTHESIS DEVICES | P02010199 | MIDDLE EAR IMPLANTS - OTHER | 5 | YES
P | IMPLANTABLE PROSTHETIC AND OSTEOSYNTHESIS DEVICES | P020102 | EXTERNAL-MIDDLE EAR IMPLANTS | 4 | NO
P | IMPLANTABLE PROSTHETIC AND OSTEOSYNTHESIS DEVICES | P02010201 | TRANSTYMPANIC DRAINAGE PROSTHESES (VENTILATION TUBES) | 5 | YES
P | IMPLANTABLE PROSTHETIC AND OSTEOSYNTHESIS DEVICES | P02010202 | TYMPANIC PROSTHESES | 5 | YES
P | IMPLANTABLE PROSTHETIC AND OSTEOSYNTHESIS DEVICES | P02010299 | EXTERNAL-MIDDLE EAR IMPLANTS- OTHER | 5 | YES
P | IMPLANTABLE PROSTHETIC AND OSTEOSYNTHESIS DEVICES | P020103 | EXTERNAL EAR PROSTHESES | 4 | YES
P | IMPLANTABLE PROSTHETIC AND OSTEOSYNTHESIS DEVICES | P020180 | OTOLOGIC PROSTHESES - ACCESSORIES | 4 | YES
P | IMPLANTABLE PROSTHETIC AND OSTEOSYNTHESIS DEVICES | P020199 | OTOLOGIC PROSTHESES - OTHER | 4 | YES
P | IMPLANTABLE PROSTHETIC AND OSTEOSYNTHESIS DEVICES | P0202 | RHINOLOGY PROSTHESES | 3 | NO
P | IMPLANTABLE PROSTHETIC AND OSTEOSYNTHESIS DEVICES | P020201 | NASAL SEPTAL PLUGGERS | 4 | YES
P | IMPLANTABLE PROSTHETIC AND OSTEOSYNTHESIS DEVICES | P020202 | NASAL SINUS STENTS | 4 | YES
P | IMPLANTABLE PROSTHETIC AND OSTEOSYNTHESIS DEVICES | P020203 | NASAL SPLINTS | 4 | YES
P | IMPLANTABLE PROSTHETIC AND OSTEOSYNTHESIS DEVICES | P020299 | RHINOLOGY PROSTHESES - OTHER | 4 | YES
P | IMPLANTABLE PROSTHETIC AND OSTEOSYNTHESIS DEVICES | P0203 | PHARYNGO-OESOPHAGEAL PROSTHESES | 3 | NO
P | IMPLANTABLE PROSTHETIC AND OSTEOSYNTHESIS DEVICES | P020301 | PHARYNX PROSTHESES | 4 | YES
P | IMPLANTABLE PROSTHETIC AND OSTEOSYNTHESIS DEVICES | P020399 | PHARYNGO-OESOPHAGEAL PROSTHESES - OTHER | 4 | YES
P | IMPLANTABLE PROSTHETIC AND OSTEOSYNTHESIS DEVICES | P0204 | LARYNX PROSTHESES | 3 | YES
P | IMPLANTABLE PROSTHETIC AND OSTEOSYNTHESIS DEVICES | P0205 | PHONATION PROSTHESES | 3 | YES
P | IMPLANTABLE PROSTHETIC AND OSTEOSYNTHESIS DEVICES | P0280 | ENT PROSTHESES- ACCESSORIES | 3 | YES
P | IMPLANTABLE PROSTHETIC AND OSTEOSYNTHESIS DEVICES | P0299 | ENT PROSTHESES - OTHER | 3 | YES
P | IMPLANTABLE PROSTHETIC AND OSTEOSYNTHESIS DEVICES | P03 | OCULAR PROSTHESES | 2 | NO
P | IMPLANTABLE PROSTHETIC AND OSTEOSYNTHESIS DEVICES | P0301 | INTRAOCULAR LENSES (IOL) | 3 | NO
P | IMPLANTABLE PROSTHETIC AND OSTEOSYNTHESIS DEVICES | P030101 | IOLs, PHAKIC | 4 | NO
P | IMPLANTABLE PROSTHETIC AND OSTEOSYNTHESIS DEVICES | P03010103 | IOLs, PHAKIC, MONOFOCAL | 5 | NO
P | IMPLANTABLE PROSTHETIC AND OSTEOSYNTHESIS DEVICES | P0301010301 | IOLs, PHAKIC, MONOFOCAL, SPHERICAL | 6 | NO
P | IMPLANTABLE PROSTHETIC AND OSTEOSYNTHESIS DEVICES | P030101030101 | IOLs, PHAKIC, MONOFOCAL, SPHERICAL, HYDROPHOBIC ACRYLIC | 7 | YES
P | IMPLANTABLE PROSTHETIC AND OSTEOSYNTHESIS DEVICES | P030101030102 | IOLs, PHAKIC, MONOFOCAL, SPHERICAL, HYDROPHILIC ACRYLIC | 7 | YES
P | IMPLANTABLE PROSTHETIC AND OSTEOSYNTHESIS DEVICES | P030101030103 | IOLs, PHAKIC, MONOFOCAL, SPHERICAL, SILICONE | 7 | YES
P | IMPLANTABLE PROSTHETIC AND OSTEOSYNTHESIS DEVICES | P030101030104 | IOLs, PHAKIC, MONOFOCAL, SPHERICAL, PMMA | 7 | YES
P | IMPLANTABLE PROSTHETIC AND OSTEOSYNTHESIS DEVICES | P030101030199 | IOLs, PHAKIC, MONOFOCAL, SPHERICAL - OTHER | 7 | YES
P | IMPLANTABLE PROSTHETIC AND OSTEOSYNTHESIS DEVICES | P0301010302 | IOLs, PHAKIC, MONOFOCAL, ASPHERIC | 6 | NO
P | IMPLANTABLE PROSTHETIC AND OSTEOSYNTHESIS DEVICES | P030101030201 | IOLs, PHAKIC, MONOFOCAL, ASPHERIC, HYDROPHOBIC ACRYLIC | 7 | YES
P | IMPLANTABLE PROSTHETIC AND OSTEOSYNTHESIS DEVICES | P030101030202 | IOLs, PHAKIC, MONOFOCAL, ASPHERIC, HYDROPHILIC ACRYLIC | 7 | YES
P | IMPLANTABLE PROSTHETIC AND OSTEOSYNTHESIS DEVICES | P030101030203 | IOLs, PHAKIC, MONOFOCAL, ASPHERIC, SILICONE | 7 | YES
P | IMPLANTABLE PROSTHETIC AND OSTEOSYNTHESIS DEVICES | P030101030299 | IOLs, PHAKIC, MONOFOCAL, ASPHERIC - OTHER | 7 | YES
P | IMPLANTABLE PROSTHETIC AND OSTEOSYNTHESIS DEVICES | P0301010303 | IOLs, PHAKIC, MONOFOCAL, TORIC | 6 | NO
P | IMPLANTABLE PROSTHETIC AND OSTEOSYNTHESIS DEVICES | P030101030301 | IOLs, PHAKIC, MONOFOCAL, TORIC, HYDROPHOBIC ACRYLIC | 7 | YES
P | IMPLANTABLE PROSTHETIC AND OSTEOSYNTHESIS DEVICES | P030101030302 | IOLs, PHAKIC, MONOFOCAL, TORIC, HYDROPHILIC ACRYLIC | 7 | YES
P | IMPLANTABLE PROSTHETIC AND OSTEOSYNTHESIS DEVICES | P030101030303 | IOLs, PHAKIC, MONOFOCAL, TORIC, SILICONE | 7 | YES
P | IMPLANTABLE PROSTHETIC AND OSTEOSYNTHESIS DEVICES | P030101030399 | IOLs, PHAKIC, MONOFOCAL, TORIC - OTHER | 7 | YES
P | IMPLANTABLE PROSTHETIC AND OSTEOSYNTHESIS DEVICES | P03010104 | IOLs, PHAKIC, MULTIFOCAL | 5 | NO
P | IMPLANTABLE PROSTHETIC AND OSTEOSYNTHESIS DEVICES | P0301010401 | IOLs, PHAKIC, MULTIFOCAL, SPHERICAL | 6 | NO
P | IMPLANTABLE PROSTHETIC AND OSTEOSYNTHESIS DEVICES | P030101040101 | IOLs, PHAKIC, MULTIFOCAL, SPHERICAL, HYDROPHOBIC ACRYLIC | 7 | YES
P | IMPLANTABLE PROSTHETIC AND OSTEOSYNTHESIS DEVICES | P030101040102 | IOLs, PHAKIC, MULTIFOCAL, SPHERICAL, HYDROPHILIC ACRYLIC | 7 | YES
P | IMPLANTABLE PROSTHETIC AND OSTEOSYNTHESIS DEVICES | P030101040103 | IOLs, PHAKIC, MULTIFOCAL, SPHERICAL, SILICONE | 7 | YES
P | IMPLANTABLE PROSTHETIC AND OSTEOSYNTHESIS DEVICES | P030101040199 | IOLs, PHAKIC, MULTIFOCAL, SPHERICAL - OTHER | 7 | YES
P | IMPLANTABLE PROSTHETIC AND OSTEOSYNTHESIS DEVICES | P0301010402 | IOLs, PHAKIC, MULTIFOCAL, ASPHERIC | 6 | NO
P | IMPLANTABLE PROSTHETIC AND OSTEOSYNTHESIS DEVICES | P030101040201 | IOLs, PHAKIC, MULTIFOCAL, ASPHERIC, HYDROPHOBIC ACRYLIC | 7 | YES
P | IMPLANTABLE PROSTHETIC AND OSTEOSYNTHESIS DEVICES | P030101040202 | IOLs, PHAKIC, MULTIFOCAL, ASPHERIC, HYDROPHILIC ACRYLIC | 7 | YES
P | IMPLANTABLE PROSTHETIC AND OSTEOSYNTHESIS DEVICES | P030101040203 | IOLs, PHAKIC, MULTIFOCAL, ASPHERIC, SILICONE | 7 | YES
P | IMPLANTABLE PROSTHETIC AND OSTEOSYNTHESIS DEVICES | P030101040299 | IOLs, PHAKIC, MULTIFOCAL, ASPHERIC - OTHER | 7 | YES
P | IMPLANTABLE PROSTHETIC AND OSTEOSYNTHESIS DEVICES | P0301010403 | IOLs, PHAKIC, MULTIFOCAL, TORIC | 6 | NO
P | IMPLANTABLE PROSTHETIC AND OSTEOSYNTHESIS DEVICES | P030101040301 | IOLs, PHAKIC, MULTIFOCAL, TORIC, HYDROPHOBIC ACRYLIC | 7 | YES
P | IMPLANTABLE PROSTHETIC AND OSTEOSYNTHESIS DEVICES | P030101040302 | IOLs, PHAKIC, MULTIFOCAL, TORIC, HYDROPHILIC ACRYLIC | 7 | YES
P | IMPLANTABLE PROSTHETIC AND OSTEOSYNTHESIS DEVICES | P030101040303 | IOLs, PHAKIC, MULTIFOCAL, TORIC, SILICONE | 7 | YES
P | IMPLANTABLE PROSTHETIC AND OSTEOSYNTHESIS DEVICES | P030101040399 | IOLs, PHAKIC, MULTIFOCAL, TORIC - OTHER | 7 | YES
P | IMPLANTABLE PROSTHETIC AND OSTEOSYNTHESIS DEVICES | P030102 | IOLs, APHAKIC | 4 | NO
P | IMPLANTABLE PROSTHETIC AND OSTEOSYNTHESIS DEVICES | P03010209 | IOLs, APHAKIC, MONOFOCAL | 5 | NO
P | IMPLANTABLE PROSTHETIC AND OSTEOSYNTHESIS DEVICES | P0301020901 | IOLs, APHAKIC, MONOFOCAL, SPHERICAL | 6 | NO
P | IMPLANTABLE PROSTHETIC AND OSTEOSYNTHESIS DEVICES | P030102090101 | IOLs, APHAKIC, MONOFOCAL, SPHERICAL, HYDROPHOBIC ACRYLIC | 7 | YES
P | IMPLANTABLE PROSTHETIC AND OSTEOSYNTHESIS DEVICES | P030102090102 | IOLs, APHAKIC, MONOFOCAL, SPHERICAL, HYDROPHILIC ACRYLIC | 7 | YES
P | IMPLANTABLE PROSTHETIC AND OSTEOSYNTHESIS DEVICES | P030102090103 | IOLs, APHAKIC, MONOFOCAL, SPHERICAL, SILICONE | 7 | YES
P | IMPLANTABLE PROSTHETIC AND OSTEOSYNTHESIS DEVICES | P030102090104 | IOLs, APHAKIC, MONOFOCAL, SPHERICAL, PMMA | 7 | YES
P | IMPLANTABLE PROSTHETIC AND OSTEOSYNTHESIS DEVICES | P030102090199 | IOLs, APHAKIC, MONOFOCAL, SPHERICAL - OTHER | 7 | YES
P | IMPLANTABLE PROSTHETIC AND OSTEOSYNTHESIS DEVICES | P0301020902 | IOLs, APHAKIC, MONOFOCAL, ASPHERIC | 6 | NO
P | IMPLANTABLE PROSTHETIC AND OSTEOSYNTHESIS DEVICES | P030102090201 | IOLs, APHAKIC, MONOFOCAL, ASPHERIC, HYDROPHOBIC ACRYLIC | 7 | YES
P | IMPLANTABLE PROSTHETIC AND OSTEOSYNTHESIS DEVICES | P030102090202 | IOLs, APHAKIC, MONOFOCAL, ASPHERIC, HYDROPHILIC ACRYLIC | 7 | YES
P | IMPLANTABLE PROSTHETIC AND OSTEOSYNTHESIS DEVICES | P030102090203 | IOLs, APHAKIC, MONOFOCAL, ASPHERIC, SILICONE | 7 | YES
P | IMPLANTABLE PROSTHETIC AND OSTEOSYNTHESIS DEVICES | P030102090299 | IOLs, APHAKIC, MONOFOCAL, ASPHERIC - OTHER | 7 | YES
P | IMPLANTABLE PROSTHETIC AND OSTEOSYNTHESIS DEVICES | P0301020903 | IOLs, APHAKIC, MONOFOCAL, TORIC | 6 | NO
P | IMPLANTABLE PROSTHETIC AND OSTEOSYNTHESIS DEVICES | P030102090301 | IOLs, APHAKIC, MONOFOCAL, TORIC, HYDROPHOBIC ACRYLIC | 7 | YES
P | IMPLANTABLE PROSTHETIC AND OSTEOSYNTHESIS DEVICES | P030102090302 | IOLs, APHAKIC, MONOFOCAL, TORIC, HYDROPHILIC ACRYLIC | 7 | YES
P | IMPLANTABLE PROSTHETIC AND OSTEOSYNTHESIS DEVICES | P030102090303 | IOLs, APHAKIC, MONOFOCAL, TORIC, SILICONE | 7 | YES
P | IMPLANTABLE PROSTHETIC AND OSTEOSYNTHESIS DEVICES | P030102090399 | IOLs, APHAKIC, MONOFOCAL, TORIC - OTHER | 7 | YES
P | IMPLANTABLE PROSTHETIC AND OSTEOSYNTHESIS DEVICES | P03010210 | IOLs, APHAKIC, MULTIFOCAL | 5 | NO
P | IMPLANTABLE PROSTHETIC AND OSTEOSYNTHESIS DEVICES | P0301021001 | IOLs, APHAKIC, MULTIFOCAL, SPHERICAL | 6 | NO
P | IMPLANTABLE PROSTHETIC AND OSTEOSYNTHESIS DEVICES | P030102100101 | IOLs, APHAKIC, MULTIFOCAL, SPHERICAL, HYDROPHOBIC ACRYLIC | 7 | YES
P | IMPLANTABLE PROSTHETIC AND OSTEOSYNTHESIS DEVICES | P030102100102 | IOLs, APHAKIC, MULTIFOCAL, SPHERICAL, HYDROPHILIC ACRYLIC | 7 | YES
P | IMPLANTABLE PROSTHETIC AND OSTEOSYNTHESIS DEVICES | P030102100103 | IOLs, APHAKIC, MULTIFOCAL, SPHERICAL, SILICONE | 7 | YES
P | IMPLANTABLE PROSTHETIC AND OSTEOSYNTHESIS DEVICES | P030102100199 | IOLs, APHAKIC, MULTIFOCAL, SPHERICAL - OTHER | 7 | YES
P | IMPLANTABLE PROSTHETIC AND OSTEOSYNTHESIS DEVICES | P0301021002 | IOLs, APHAKIC, MULTIFOCAL, ASPHERIC | 6 | NO
P | IMPLANTABLE PROSTHETIC AND OSTEOSYNTHESIS DEVICES | P030102100201 | IOLs, APHAKIC, MULTIFOCAL, ASPHERIC, HYDROPHOBIC ACRYLIC | 7 | YES
P | IMPLANTABLE PROSTHETIC AND OSTEOSYNTHESIS DEVICES | P030102100202 | IOLs, APHAKIC, MULTIFOCAL, ASPHERIC, HYDROPHILIC ACRYLIC | 7 | YES
P | IMPLANTABLE PROSTHETIC AND OSTEOSYNTHESIS DEVICES | P030102100203 | IOLs, APHAKIC, MULTIFOCAL, ASPHERIC, SILICONE | 7 | YES
P | IMPLANTABLE PROSTHETIC AND OSTEOSYNTHESIS DEVICES | P030102100299 | IOLs, APHAKIC, MULTIFOCAL, ASPHERIC - OTHER | 7 | YES
P | IMPLANTABLE PROSTHETIC AND OSTEOSYNTHESIS DEVICES | P0301021003 | IOLs, APHAKIC, MULTIFOCAL, TORIC | 6 | NO
P | IMPLANTABLE PROSTHETIC AND OSTEOSYNTHESIS DEVICES | P030102100301 | IOLs, APHAKIC, MULTIFOCAL, TORIC, HYDROPHOBIC ACRYLIC | 7 | YES
P | IMPLANTABLE PROSTHETIC AND OSTEOSYNTHESIS DEVICES | P030102100302 | IOLs, APHAKIC, MULTIFOCAL, TORIC, HYDROPHILIC ACRYLIC | 7 | YES
P | IMPLANTABLE PROSTHETIC AND OSTEOSYNTHESIS DEVICES | P030102100303 | IOLs, APHAKIC, MULTIFOCAL, TORIC, SILICONE | 7 | YES
P | IMPLANTABLE PROSTHETIC AND OSTEOSYNTHESIS DEVICES | P030102100399 | IOLs, APHAKIC, MULTIFOCAL, TORIC - OTHER | 7 | YES
P | IMPLANTABLE PROSTHETIC AND OSTEOSYNTHESIS DEVICES | P03010211 | IOLs, APHAKIC, ACCOMMODATIVE | 5 | NO
P | IMPLANTABLE PROSTHETIC AND OSTEOSYNTHESIS DEVICES | P0301021101 | IOLs, APHAKIC, ACCOMMODATIVE, SPHERICAL | 6 | NO
P | IMPLANTABLE PROSTHETIC AND OSTEOSYNTHESIS DEVICES | P030102110101 | IOLs, APHAKIC, ACCOMMODATIVE, SPHERICAL, HYDROPHOBIC ACRYLIC | 7 | YES
P | IMPLANTABLE PROSTHETIC AND OSTEOSYNTHESIS DEVICES | P030102110102 | IOLs, APHAKIC, ACCOMMODATIVE, SPHERICAL, HYDROPHILIC ACRYLIC | 7 | YES
P | IMPLANTABLE PROSTHETIC AND OSTEOSYNTHESIS DEVICES | P030102110103 | IOLs, APHAKIC, ACCOMMODATIVE, SPHERICAL, SILICONE | 7 | YES
P | IMPLANTABLE PROSTHETIC AND OSTEOSYNTHESIS DEVICES | P030102110199 | IOLs, APHAKIC, ACCOMMODATIVE, SPHERICAL - OTHER | 7 | YES
P | IMPLANTABLE PROSTHETIC AND OSTEOSYNTHESIS DEVICES | P0301021102 | IOLs, APHAKIC, ACCOMMODATIVE, ASPHERIC | 6 | NO
P | IMPLANTABLE PROSTHETIC AND OSTEOSYNTHESIS DEVICES | P030102110201 | IOLs, APHAKIC, ACCOMMODATIVE, ASPHERIC, HYDROPHOBIC ACRYLIC | 7 | YES
P | IMPLANTABLE PROSTHETIC AND OSTEOSYNTHESIS DEVICES | P030102110202 | IOLs, APHAKIC, ACCOMMODATIVE, ASPHERIC, HYDROPHILIC ACRYLIC | 7 | YES
P | IMPLANTABLE PROSTHETIC AND OSTEOSYNTHESIS DEVICES | P030102110203 | IOLs, APHAKIC, ACCOMMODATIVE, ASPHERIC, SILICONE | 7 | YES
P | IMPLANTABLE PROSTHETIC AND OSTEOSYNTHESIS DEVICES | P030102110299 | IOLs, APHAKIC, ACCOMMODATIVE, ASPHERIC - OTHER | 7 | YES
P | IMPLANTABLE PROSTHETIC AND OSTEOSYNTHESIS DEVICES | P0301021103 | IOLs, APHAKIC, ACCOMMODATIVE, TORIC | 6 | NO
P | IMPLANTABLE PROSTHETIC AND OSTEOSYNTHESIS DEVICES | P030102110301 | IOLs, APHAKIC, ACCOMMODATIVE, TORIC, HYDROPHOBIC ACRYLIC | 7 | YES
P | IMPLANTABLE PROSTHETIC AND OSTEOSYNTHESIS DEVICES | P030102110302 | IOLs, APHAKIC, ACCOMMODATIVE, TORIC, HYDROPHILIC ACRYLIC | 7 | YES
P | IMPLANTABLE PROSTHETIC AND OSTEOSYNTHESIS DEVICES | P030102110303 | IOLs, APHAKIC, ACCOMMODATIVE, TORIC, SILICONE | 7 | YES
P | IMPLANTABLE PROSTHETIC AND OSTEOSYNTHESIS DEVICES | P030102110399 | IOLs, APHAKIC, ACCOMMODATIVE, TORIC - OTHER | 7 | YES
P | IMPLANTABLE PROSTHETIC AND OSTEOSYNTHESIS DEVICES | P030190 | INTRAOCULAR LENSES (IOL) - VARIOUS | 4 | NO
P | IMPLANTABLE PROSTHETIC AND OSTEOSYNTHESIS DEVICES | P03019001 | MACULOPATHY LOW VISION CORRECTION LENSES | 5 | YES
P | IMPLANTABLE PROSTHETIC AND OSTEOSYNTHESIS DEVICES | P030199 | INTRAOCULAR LENSES (IOL) - OTHER | 4 | YES
P | IMPLANTABLE PROSTHETIC AND OSTEOSYNTHESIS DEVICES | P0380 | OCULAR PROSTHESES - ACCESSORIES | 3 | YES
P | IMPLANTABLE PROSTHETIC AND OSTEOSYNTHESIS DEVICES | P0399 | OCULAR PROSTHESES - OTHER | 3 | YES
P | IMPLANTABLE PROSTHETIC AND OSTEOSYNTHESIS DEVICES | P04 | RESPIRATORY PROSTHESES | 2 | NO
P | IMPLANTABLE PROSTHETIC AND OSTEOSYNTHESIS DEVICES | P0401 | TRACHEOBRONCHIAL PROSTHESES | 3 | YES
P | IMPLANTABLE PROSTHETIC AND OSTEOSYNTHESIS DEVICES | P0480 | RESPIRATORY PROSTHESES - ACCESSORIES | 3 | YES
P | IMPLANTABLE PROSTHETIC AND OSTEOSYNTHESIS DEVICES | P0499 | RESPIRATORY PROSTHESES - OTHER | 3 | YES
P | IMPLANTABLE PROSTHETIC AND OSTEOSYNTHESIS DEVICES | P05 | OESOPHAGEAL AND GASTROINTESTINAL PROSTHESES | 2 | NO
P | IMPLANTABLE PROSTHETIC AND OSTEOSYNTHESIS DEVICES | P0501 | OESOPHAGEAL PROSTHESES | 3 | NO
P | IMPLANTABLE PROSTHETIC AND OSTEOSYNTHESIS DEVICES | P050101 | GASTRO-ESOPHAGEAL REFLUX CORRECTION PROSTHESES | 4 | YES
P | IMPLANTABLE PROSTHETIC AND OSTEOSYNTHESIS DEVICES | P050199 | ESOPHAGEAL PROSTHESES - OTHER | 4 | YES
P | IMPLANTABLE PROSTHETIC AND OSTEOSYNTHESIS DEVICES | P0502 | BILIARY AND PANCREATIC PROSTHESES | 3 | YES
P | IMPLANTABLE PROSTHETIC AND OSTEOSYNTHESIS DEVICES | P0503 | COLONIC AND DUODENAL PROSTHESES | 3 | YES
P | IMPLANTABLE PROSTHETIC AND OSTEOSYNTHESIS DEVICES | P0504 | FAECAL INCONTINENCE PROSTHESES | 3 | NO
P | IMPLANTABLE PROSTHETIC AND OSTEOSYNTHESIS DEVICES | P050401 | ANAL SPHINCTERS | 4 | YES
P | IMPLANTABLE PROSTHETIC AND OSTEOSYNTHESIS DEVICES | P050499 | FAECAL INCONTINENCE PROSTHESES - OTHER | 4 | YES
P | IMPLANTABLE PROSTHETIC AND OSTEOSYNTHESIS DEVICES | P0580 | OESOPHAGEAL AND GASTROINTESTINAL PROSTHESES - ACCESSORIES | 3 | NO
P | IMPLANTABLE PROSTHETIC AND OSTEOSYNTHESIS DEVICES | P058001 | OESOPHAGEAL AND GASTROINTESTINAL PROSTHESES POSITIONING DEVICES | 4 | YES
P | IMPLANTABLE PROSTHETIC AND OSTEOSYNTHESIS DEVICES | P058099 | OESOPHAGEAL AND GASTROINTESTINAL PROSTHESES - OTHER ACCESSORIES | 4 | YES
P | IMPLANTABLE PROSTHETIC AND OSTEOSYNTHESIS DEVICES | P0599 | PROSTHESES, OESOPHAGEAL AND GASTROINTESTINAL PROSTHESES - OTHER | 3 | YES
P | IMPLANTABLE PROSTHETIC AND OSTEOSYNTHESIS DEVICES | P06 | BREAST IMPLANTS | 2 | NO
P | IMPLANTABLE PROSTHETIC AND OSTEOSYNTHESIS DEVICES | P0601 | PERMANENT, NON-EXPANDABLE BREAST IMPLANTS | 3 | NO
P | IMPLANTABLE PROSTHETIC AND OSTEOSYNTHESIS DEVICES | P060101 | BREAST PROSTHESES, ROUND | 4 | NO
P | IMPLANTABLE PROSTHETIC AND OSTEOSYNTHESIS DEVICES | P06010101 | BREAST IMPLANTS, ROUND, SALINE | 5 | NO
P | IMPLANTABLE PROSTHETIC AND OSTEOSYNTHESIS DEVICES | P0601010101 | BREAST IMPLANTS, ROUND, SALINE, WITH SMOOTH SURFACE | 6 | YES
P | IMPLANTABLE PROSTHETIC AND OSTEOSYNTHESIS DEVICES | P0601010102 | BREAST IMPLANTS, ROUND, SALINE, WITH TEXTURED SURFACE | 6 | YES
P | IMPLANTABLE PROSTHETIC AND OSTEOSYNTHESIS DEVICES | P0601010199 | BREAST IMPLANTS, ROUND, SALINE - OTHER | 6 | YES
P | IMPLANTABLE PROSTHETIC AND OSTEOSYNTHESIS DEVICES | P06010102 | BREAST IMPLANTS, ROUND, MADE OF SILICONE | 5 | NO
P | IMPLANTABLE PROSTHETIC AND OSTEOSYNTHESIS DEVICES | P0601010201 | BREAST IMPLANTS, ROUND, MADE OF SILICONE, WITH SMOOTH SURFACE | 6 | YES
P | IMPLANTABLE PROSTHETIC AND OSTEOSYNTHESIS DEVICES | P0601010202 | BREAST IMPLANTS, ROUND, MADE OF SILICONE, WITH TEXTURED SURFACE | 6 | YES
P | IMPLANTABLE PROSTHETIC AND OSTEOSYNTHESIS DEVICES | P0601010299 | BREAST IMPLANTS, ROUND, MADE OF SILICONE - OTHER | 6 | YES
P | IMPLANTABLE PROSTHETIC AND OSTEOSYNTHESIS DEVICES | P060102 | BREAST IMPLANTS, ANATOMIC | 4 | NO
P | IMPLANTABLE PROSTHETIC AND OSTEOSYNTHESIS DEVICES | P06010201 | BREAST IMPLANTS, ANATOMICAL, SALINE | 5 | NO
P | IMPLANTABLE PROSTHETIC AND OSTEOSYNTHESIS DEVICES | P0601020101 | BREAST IMPLANTS, ANATOMICAL, SALINE, WITH SMOOTH SURFACE | 6 | YES
P | IMPLANTABLE PROSTHETIC AND OSTEOSYNTHESIS DEVICES | P0601020102 | BREAST IMPLANTS, ANATOMICAL, SALINE, WITH TEXTURED SURFACE | 6 | YES
P | IMPLANTABLE PROSTHETIC AND OSTEOSYNTHESIS DEVICES | P0601020199 | BREAST IMPLANTS, ANATOMICAL, SALINE - OTHER | 6 | YES
P | IMPLANTABLE PROSTHETIC AND OSTEOSYNTHESIS DEVICES | P06010202 | BREAST IMPLANTS, ANATOMICAL, MADE OF SILICONE | 5 | NO
P | IMPLANTABLE PROSTHETIC AND OSTEOSYNTHESIS DEVICES | P0601020201 | BREAST IMPLANTS, ANATOMICAL, MADE OF SILICONE, WITH SMOOTH SURFACE | 6 | YES
P | IMPLANTABLE PROSTHETIC AND OSTEOSYNTHESIS DEVICES | P0601020202 | BREAST IMPLANTS, ANATOMICAL, MADE OF SILICONE, WITH TEXTURED SURFACE | 6 | YES
P | IMPLANTABLE PROSTHETIC AND OSTEOSYNTHESIS DEVICES | P0601020299 | BREAST IMPLANTS, ANATOMICAL, MADE OF SILICONE - OTHER | 6 | YES
P | IMPLANTABLE PROSTHETIC AND OSTEOSYNTHESIS DEVICES | P060199 | BREAST IMPLANTS, STANDARD - OTHER | 4 | YES
P | IMPLANTABLE PROSTHETIC AND OSTEOSYNTHESIS DEVICES | P0602 | BREAST IMPLANTS, EXPANDER | 3 | NO
P | IMPLANTABLE PROSTHETIC AND OSTEOSYNTHESIS DEVICES | P060201 | BREAST IMPLANTS, BECKER TYPE | 4 | YES
P | IMPLANTABLE PROSTHETIC AND OSTEOSYNTHESIS DEVICES | P060299 | BREAST IMPLANTS, EXPANDER - OTHER | 4 | YES
P | IMPLANTABLE PROSTHETIC AND OSTEOSYNTHESIS DEVICES | P0680 | BREAST IMPLANTS - ACCESSORIES | 3 | YES
P | IMPLANTABLE PROSTHETIC AND OSTEOSYNTHESIS DEVICES | P0699 | BREAST IMPLANTS - OTHER | 3 | YES
P | IMPLANTABLE PROSTHETIC AND OSTEOSYNTHESIS DEVICES | P07 | VASCULAR AND CARDIAC PROSTHESES | 2 | NO
P | IMPLANTABLE PROSTHETIC AND OSTEOSYNTHESIS DEVICES | P0701 | VASCULAR PROSTHESES | 3 | NO
P | IMPLANTABLE PROSTHETIC AND OSTEOSYNTHESIS DEVICES | P070101 | BIOLOGICAL VASCULAR PROSTHESES | 4 | NO
P | IMPLANTABLE PROSTHETIC AND OSTEOSYNTHESIS DEVICES | P07010101 | PERICARDIUM VASCULAR PROSTHESES | 5 | NO
P | IMPLANTABLE PROSTHETIC AND OSTEOSYNTHESIS DEVICES | P0701010101 | PERICARDIUM VASCULAR PROSTHESES, STRAIGHT | 6 | YES
P | IMPLANTABLE PROSTHETIC AND OSTEOSYNTHESIS DEVICES | P0701010102 | PERICARDIUM VASCULAR PROSTHESES, BIFURCATED | 6 | YES
P | IMPLANTABLE PROSTHETIC AND OSTEOSYNTHESIS DEVICES | P07010102 | HOMOLOGOUS VASCULAR PROSTHESES, | 5 | NO
P | IMPLANTABLE PROSTHETIC AND OSTEOSYNTHESIS DEVICES | P0701010201 | HOMOLOGOUS VASCULAR PROSTHESES, STRAIGHT | 6 | YES
P | IMPLANTABLE PROSTHETIC AND OSTEOSYNTHESIS DEVICES | P0701010202 | HOMOLOGOUS VASCULAR PROSTHESES, BIFURCATED | 6 | YES
P | IMPLANTABLE PROSTHETIC AND OSTEOSYNTHESIS DEVICES | P07010199 | BIOLOGICAL VASCULAR PROSTHESES - OTHER | 5 | YES
P | IMPLANTABLE PROSTHETIC AND OSTEOSYNTHESIS DEVICES | P070102 | VASCULAR PROSTHESES, SYNTHETIC | 4 | NO
P | IMPLANTABLE PROSTHETIC AND OSTEOSYNTHESIS DEVICES | P07010201 | DACRON VASCULAR PROSTHESES | 5 | NO
P | IMPLANTABLE PROSTHETIC AND OSTEOSYNTHESIS DEVICES | P0701020101 | DACRON VASCULAR PROSTHESES, STRAIGHT | 6 | NO
P | IMPLANTABLE PROSTHETIC AND OSTEOSYNTHESIS DEVICES | P070102010101 | DACRON VASCULAR PROSTHESES, STRAIGHT, KNITTED | 7 | YES
P | IMPLANTABLE PROSTHETIC AND OSTEOSYNTHESIS DEVICES | P070102010102 | DACRON VASCULAR PROSTHESES, STRAIGHT, WOVEN | 7 | YES
P | IMPLANTABLE PROSTHETIC AND OSTEOSYNTHESIS DEVICES | P0701020102 | DACRON VASCULAR PROSTHESES, MULTIFURCATED | 6 | NO
P | IMPLANTABLE PROSTHETIC AND OSTEOSYNTHESIS DEVICES | P070102010201 | DACRON VASCULAR PROSTHESES, MULTIFURCATED (AORTIC ARCH (ALSO COLLATERAL AND MULTIPLE) AND THORACIC-ABDOMINAL) | 7 | YES
P | IMPLANTABLE PROSTHETIC AND OSTEOSYNTHESIS DEVICES | P070102010202 | DACRON VASCULAR PROSTHESES, WOVEN, MULTIFURCATED | 7 | YES
P | IMPLANTABLE PROSTHETIC AND OSTEOSYNTHESIS DEVICES | P07010202 | PTFE VASCULAR PROSTHESES | 5 | NO
P | IMPLANTABLE PROSTHETIC AND OSTEOSYNTHESIS DEVICES | P0701020201 | PTFE VASCULAR PROSTHESES, STRAIGHT | 6 | NO
P | IMPLANTABLE PROSTHETIC AND OSTEOSYNTHESIS DEVICES | P070102020101 | PTFE VASCULAR PROSTHESES, STRAIGHT, SIMPLE | 7 | YES
P | IMPLANTABLE PROSTHETIC AND OSTEOSYNTHESIS DEVICES | P070102020102 | PTFE VASCULAR PROSTHESES, STRAIGHT, REINFORCED | 7 | YES
P | IMPLANTABLE PROSTHETIC AND OSTEOSYNTHESIS DEVICES | P0701020202 | PTFE VASCULAR PROSTHESES, BIFURCATED | 6 | NO
P | IMPLANTABLE PROSTHETIC AND OSTEOSYNTHESIS DEVICES | P070102020201 | PTFE VASCULAR PROSTHESES, BIFURCATED, SIMPLE | 7 | YES
P | IMPLANTABLE PROSTHETIC AND OSTEOSYNTHESIS DEVICES | P070102020202 | PTFE VASCULAR PROSTHESES, BIFURCATED, REINFORCED | 7 | YES
P | IMPLANTABLE PROSTHETIC AND OSTEOSYNTHESIS DEVICES | P07010299 | VASCULAR PROSTHESES, SYNTHETIC - OTHER | 5 | YES
P | IMPLANTABLE PROSTHETIC AND OSTEOSYNTHESIS DEVICES | P070180 | VASCULAR PROSTHESES - ACCESSORIES | 4 | YES
P | IMPLANTABLE PROSTHETIC AND OSTEOSYNTHESIS DEVICES | P0702 | VASCULAR PATCHES | 3 | NO
P | IMPLANTABLE PROSTHETIC AND OSTEOSYNTHESIS DEVICES | P070201 | BIOLOGICAL VASCULAR PATCHES | 4 | NO
P | IMPLANTABLE PROSTHETIC AND OSTEOSYNTHESIS DEVICES | P07020101 | PERICARDIUM VASCULAR PATCHES | 5 | YES
P | IMPLANTABLE PROSTHETIC AND OSTEOSYNTHESIS DEVICES | P07020102 | SIS (SMALL INTESTINAL SUBMUCOSA) VASCULAR PATCHES | 5 | YES
P | IMPLANTABLE PROSTHETIC AND OSTEOSYNTHESIS DEVICES | P07020199 | BIOLOGICAL VASCULAR PATCHES - OTHER | 5 | YES
P | IMPLANTABLE PROSTHETIC AND OSTEOSYNTHESIS DEVICES | P070202 | SYNTHETIC VASCULAR PATCHES | 4 | NO
P | IMPLANTABLE PROSTHETIC AND OSTEOSYNTHESIS DEVICES | P07020201 | DACRON VASCULAR PATCHES | 5 | YES
P | IMPLANTABLE PROSTHETIC AND OSTEOSYNTHESIS DEVICES | P07020202 | PTFE VASCULAR PATCHES | 5 | YES
P | IMPLANTABLE PROSTHETIC AND OSTEOSYNTHESIS DEVICES | P07020203 | PET VASCULAR PATCHES | 5 | YES
P | IMPLANTABLE PROSTHETIC AND OSTEOSYNTHESIS DEVICES | P07020204 | PU VASCULAR PATCHES | 5 | YES
P | IMPLANTABLE PROSTHETIC AND OSTEOSYNTHESIS DEVICES | P07020299 | SYNTHETIC VASCULAR PATCHES - OTHER | 5 | YES
P | IMPLANTABLE PROSTHETIC AND OSTEOSYNTHESIS DEVICES | P0703 | CARDIAC VALVES | 3 | NO
P | IMPLANTABLE PROSTHETIC AND OSTEOSYNTHESIS DEVICES | P070301 | BIOLOGICAL CARDIAC VALVES | 4 | NO
P | IMPLANTABLE PROSTHETIC AND OSTEOSYNTHESIS DEVICES | P07030101 | BIOLOGICAL CARDIAC VALVES FOR SURGICAL IMPLANT WITH SUPPORT | 5 | NO
P | IMPLANTABLE PROSTHETIC AND OSTEOSYNTHESIS DEVICES | P0703010101 | STENTED BIOLOGICAL HEART VALVES FOR SURGICAL IMPLANT - VALVE TISSUE OF ANIMAL ORIGIN | 6 | NO
P | IMPLANTABLE PROSTHETIC AND OSTEOSYNTHESIS DEVICES | P070301010101 | STENTED AORTIC BIOLOGICAL VALVES FOR SURGICAL IMPLANT - VALVE TISSUE OF ANIMAL ORIGIN | 7 | YES
P | IMPLANTABLE PROSTHETIC AND OSTEOSYNTHESIS DEVICES | P070301010102 | STENTED MITRAL BIOLOGICAL VALVES FOR SURGICAL IMPLANT - VALVE TISSUE OF ANIMAL ORIGIN | 7 | YES
P | IMPLANTABLE PROSTHETIC AND OSTEOSYNTHESIS DEVICES | P070301010103 | STENTED PULMONARY BIOLOGICAL VALVES FOR SURGICAL IMPLANT - VALVE TISSUE OF ANIMAL ORIGIN | 7 | YES
P | IMPLANTABLE PROSTHETIC AND OSTEOSYNTHESIS DEVICES | P070301010104 | STENTED TRICUSPID BIOLOGICAL VALVES FOR SURGICAL IMPLANT - VALVE TISSUE OF ANIMAL ORIGIN | 7 | YES
P | IMPLANTABLE PROSTHETIC AND OSTEOSYNTHESIS DEVICES | P0703010102 | STENTED BIOLOGICAL HEART VALVES FOR SURGICAL IMPLANT - NON-VALVE TISSUE OF ANIMAL ORIGIN | 6 | NO
P | IMPLANTABLE PROSTHETIC AND OSTEOSYNTHESIS DEVICES | P070301010201 | STENTED AORTIC BIOLOGICAL VALVES FOR SURGICAL IMPLANT - NON-VALVE TISSUE OF ANIMAL ORIGIN | 7 | YES
P | IMPLANTABLE PROSTHETIC AND OSTEOSYNTHESIS DEVICES | P070301010202 | STENTED MITRAL BIOLOGICAL VALVES FOR SURGICAL IMPLANT - NON-VALVE TISSUE OF ANIMAL ORIGIN | 7 | YES
P | IMPLANTABLE PROSTHETIC AND OSTEOSYNTHESIS DEVICES | P070301010203 | STENTED PULMONARY BIOLOGICAL VALVES FOR SURGICAL IMPLANT - NON-VALVE TISSUE OF ANIMAL ORIGIN | 7 | YES
P | IMPLANTABLE PROSTHETIC AND OSTEOSYNTHESIS DEVICES | P070301010204 | STENTED TRICUSPID BIOLOGICAL VALVES FOR SURGICAL IMPLANT - NON-VALVE TISSUE OF ANIMAL ORIGIN | 7 | YES
P | IMPLANTABLE PROSTHETIC AND OSTEOSYNTHESIS DEVICES | P07030102 | STENTLESS BIOLOGICAL HEART VALVES FOR SURGICAL IMPLANT | 5 | NO
P | IMPLANTABLE PROSTHETIC AND OSTEOSYNTHESIS DEVICES | P0703010201 | STENTLESS BIOLOGICAL HEART VALVES FOR SURGICAL IMPLANT - VALVE TISSUE OF ANIMAL ORIGIN | 6 | YES
P | IMPLANTABLE PROSTHETIC AND OSTEOSYNTHESIS DEVICES | P0703010202 | STENTLESS BIOLOGICAL HEART VALVES FOR SURGICAL IMPLANT - TISSUE OF ANIMAL ORIGIN | 6 | YES
P | IMPLANTABLE PROSTHETIC AND OSTEOSYNTHESIS DEVICES | P07030103 | BIOLOGICAL HEART VALVES FOR PERCUTANEOUS IMPLANTATION, WITH SUPPORT | 5 | NO
P | IMPLANTABLE PROSTHETIC AND OSTEOSYNTHESIS DEVICES | P0703010301 | STENTED BIOLOGICAL HEART VALVES FOR PERCUTANEOUS IMPLANT - VALVE TISSUE OF ANIMAL ORIGIN | 6 | NO
P | IMPLANTABLE PROSTHETIC AND OSTEOSYNTHESIS DEVICES | P070301030101 | STENTED BIOLOGICAL AORTIC VALVES FOR PERCUTANEOUS IMPLANT - VALVE TISSUE OF ANIMAL ORIGIN | 7 | YES
P | IMPLANTABLE PROSTHETIC AND OSTEOSYNTHESIS DEVICES | P070301030102 | STENTED BIOLOGICAL MITRAL VALVES FOR PERCUTANEOUS IMPLANT - VALVE TISSUE OF ANIMAL ORIGIN | 7 | YES
P | IMPLANTABLE PROSTHETIC AND OSTEOSYNTHESIS DEVICES | P070301030103 | STENTED BIOLOGICAL PULMONARY VALVES FOR PERCUTANEOUS IMPLANT - VALVE TISSUE OF ANIMAL ORIGIN | 7 | YES
P | IMPLANTABLE PROSTHETIC AND OSTEOSYNTHESIS DEVICES | P070301030104 | STENTED BIOLOGICAL TRICUSPID VALVES FOR PERCUTANEOUS IMPLANT - VALVE TISSUE OF ANIMAL ORIGIN | 7 | YES
P | IMPLANTABLE PROSTHETIC AND OSTEOSYNTHESIS DEVICES | P0703010302 | BIOLOGICAL HEART VALVES WITH SUPPORT FOR PERCUTANEOUS IMPLANT - NON-VALVE TISSUE OF ANIMAL ORIGIN | 6 | NO
P | IMPLANTABLE PROSTHETIC AND OSTEOSYNTHESIS DEVICES | P070301030201 | STENTED BIOLOGICAL AORTIC VALVES FOR PERCUTANEOUS IMPLANT - NON-VALVE TISSUE OF ANIMAL ORIGIN | 7 | YES
P | IMPLANTABLE PROSTHETIC AND OSTEOSYNTHESIS DEVICES | P070301030202 | STENTED BIOLOGICAL MITRAL VALVES FOR PERCUTANEOUS IMPLANT - NON-VALVE TISSUE OF ANIMAL ORIGIN | 7 | YES
P | IMPLANTABLE PROSTHETIC AND OSTEOSYNTHESIS DEVICES | P070301030203 | STENTED BIOLOGICAL PULMONARY VALVES FOR PERCUTANEOUS IMPLANT - NON-VALVE TISSUE OF ANIMAL ORIGIN | 7 | YES
P | IMPLANTABLE PROSTHETIC AND OSTEOSYNTHESIS DEVICES | P070301030204 | STENTED BIOLOGICAL TRICUSPID VALVES FOR PERCUTANEOUS IMPLANT - NON-VALVE TISSUE OF ANIMAL ORIGIN | 7 | YES
P | IMPLANTABLE PROSTHETIC AND OSTEOSYNTHESIS DEVICES | P07030104 | BIOLOGICAL VALVES, BICAVAL | 5 | YES
P | IMPLANTABLE PROSTHETIC AND OSTEOSYNTHESIS DEVICES | P07030199 | BIOLOGICAL HEART VALVES - OTHER | 5 | YES
P | IMPLANTABLE PROSTHETIC AND OSTEOSYNTHESIS DEVICES | P070302 | MECHANICAL HEART VALVES | 4 | NO
P | IMPLANTABLE PROSTHETIC AND OSTEOSYNTHESIS DEVICES | P07030201 | MECHANICAL HEART VALVES, BALL-VALVES | 5 | YES
P | IMPLANTABLE PROSTHETIC AND OSTEOSYNTHESIS DEVICES | P07030202 | MECHANICAL HEART VALVES, SINGLE-DISC | 5 | YES
P | IMPLANTABLE PROSTHETIC AND OSTEOSYNTHESIS DEVICES | P07030203 | MECHANICAL HEART VALVES DOUBLE-DISC | 5 | NO
P | IMPLANTABLE PROSTHETIC AND OSTEOSYNTHESIS DEVICES | P0703020301 | BILEAFLET MECHANICAL AORTIC VALVES | 6 | YES
P | IMPLANTABLE PROSTHETIC AND OSTEOSYNTHESIS DEVICES | P0703020302 | BILEAFLET MECHANICAL MITRAL VALVES | 6 | YES
P | IMPLANTABLE PROSTHETIC AND OSTEOSYNTHESIS DEVICES | P0703020399 | BILEAFLET MECHANICAL HEART VALVES - OTHER | 6 | YES
P | IMPLANTABLE PROSTHETIC AND OSTEOSYNTHESIS DEVICES | P07030299 | MECHANICAL HEART VALVES - OTHER | 5 | YES
P | IMPLANTABLE PROSTHETIC AND OSTEOSYNTHESIS DEVICES | P070303 | HEART VALVE TUBES | 4 | NO
P | IMPLANTABLE PROSTHETIC AND OSTEOSYNTHESIS DEVICES | P07030301 | BIOLOGICAL HEART VALVE TUBES | 5 | YES
P | IMPLANTABLE PROSTHETIC AND OSTEOSYNTHESIS DEVICES | P07030302 | MECHANICAL HEART VALVE TUBES | 5 | YES
P | IMPLANTABLE PROSTHETIC AND OSTEOSYNTHESIS DEVICES | P07030399 | HEART VALVE TUBES - OTHER | 5 | YES
P | IMPLANTABLE PROSTHETIC AND OSTEOSYNTHESIS DEVICES | P070304 | HEART VALVE RINGS | 4 | NO
P | IMPLANTABLE PROSTHETIC AND OSTEOSYNTHESIS DEVICES | P07030401 | FLEXIBLE OR UNSUPPORTED HEART VALVE RINGS | 5 | YES
P | IMPLANTABLE PROSTHETIC AND OSTEOSYNTHESIS DEVICES | P07030402 | RIGID OR SEMI-RIGID HEART VALVE RINGS WITH SUPPORT | 5 | YES
P | IMPLANTABLE PROSTHETIC AND OSTEOSYNTHESIS DEVICES | P07030403 | INCOMPLETE SEMI-RIGID HEART VALVE RINGS | 5 | YES
P | IMPLANTABLE PROSTHETIC AND OSTEOSYNTHESIS DEVICES | P07030499 | HEART VALVE RINGS - OTHER | 5 | YES
P | IMPLANTABLE PROSTHETIC AND OSTEOSYNTHESIS DEVICES | P070380 | HEART VALVES - ACCESSORIES | 4 | NO
P | IMPLANTABLE PROSTHETIC AND OSTEOSYNTHESIS DEVICES | P07038001 | HEART VALVE IMPLANT SIZERS | 5 | YES
P | IMPLANTABLE PROSTHETIC AND OSTEOSYNTHESIS DEVICES | P07038002 | CARDIAC VALVE TRANSCATHETER IMPLANT ACCESSORIES | 5 | YES
P | IMPLANTABLE PROSTHETIC AND OSTEOSYNTHESIS DEVICES | P07038003 | MECHANICAL HEART VALVE IMPLANT ACCESSORIES | 5 | YES
P | IMPLANTABLE PROSTHETIC AND OSTEOSYNTHESIS DEVICES | P07038004 | HEART VALVE RECONSTRUCTION IMPLANTS | 5 | YES
P | IMPLANTABLE PROSTHETIC AND OSTEOSYNTHESIS DEVICES | P07038099 | HEART VALVE ACCESSORIES - OTHER | 5 | YES
P | IMPLANTABLE PROSTHETIC AND OSTEOSYNTHESIS DEVICES | P070399 | CARDIAC VALVES - OTHER | 4 | YES
P | IMPLANTABLE PROSTHETIC AND OSTEOSYNTHESIS DEVICES | P0704 | VASCULAR AND CARDIAC ENDOPROSTHESES | 3 | NO
P | IMPLANTABLE PROSTHETIC AND OSTEOSYNTHESIS DEVICES | P070401 | VASCULAR ENDOPROSTHESES | 4 | NO
P | IMPLANTABLE PROSTHETIC AND OSTEOSYNTHESIS DEVICES | P07040101 | DACRON VASCULAR ENDOPROSTHESES | 5 | NO
P | IMPLANTABLE PROSTHETIC AND OSTEOSYNTHESIS DEVICES | P0704010101 | DACRON VASCULAR ENDOPROSTHESES, STRAIGHT | 6 | NO
P | IMPLANTABLE PROSTHETIC AND OSTEOSYNTHESIS DEVICES | P070401010101 | DACRON VASCULAR ENDOPROSTHESES, STRAIGHT - ABDOMINAL | 7 | YES
P | IMPLANTABLE PROSTHETIC AND OSTEOSYNTHESIS DEVICES | P070401010102 | DACRON VASCULAR ENDOPROSTHESES, STRAIGHT - THORACIC | 7 | YES
P | IMPLANTABLE PROSTHETIC AND OSTEOSYNTHESIS DEVICES | P070401010199 | DACRON VASCULAR ENDOPROSTHESES, STRAIGHT - OTHER | 7 | YES
P | IMPLANTABLE PROSTHETIC AND OSTEOSYNTHESIS DEVICES | P0704010102 | DACRON VASCULAR ENDOPROSTHESES, BIFURCATED | 6 | YES
P | IMPLANTABLE PROSTHETIC AND OSTEOSYNTHESIS DEVICES | P0704010103 | DACRON VASCULAR ENDOPROSTHESES, AUXILIARY | 6 | YES
P | IMPLANTABLE PROSTHETIC AND OSTEOSYNTHESIS DEVICES | P07040102 | PTFE VASCULAR ENDOPROSTHESES | 5 | NO
P | IMPLANTABLE PROSTHETIC AND OSTEOSYNTHESIS DEVICES | P0704010201 | PTFE VASCULAR ENDOPROSTHESES, STRAIGHT | 6 | NO
P | IMPLANTABLE PROSTHETIC AND OSTEOSYNTHESIS DEVICES | P070401020101 | PTFE VASCULAR ENDOPROSTHESES, STRAIGHT - ABDOMINAL | 7 | YES
P | IMPLANTABLE PROSTHETIC AND OSTEOSYNTHESIS DEVICES | P070401020102 | PTFE VASCULAR ENDOPROSTHESES, STRAIGHT - THORACIC | 7 | YES
P | IMPLANTABLE PROSTHETIC AND OSTEOSYNTHESIS DEVICES | P070401020103 | PTFE VASCULAR ENDOPROSTHESES, STRAIGHT - PERIPHERAL | 7 | YES
P | IMPLANTABLE PROSTHETIC AND OSTEOSYNTHESIS DEVICES | P070401020199 | PTFE VASCULAR ENDOPROSTHESES, STRAIGHT - OTHER | 7 | YES
P | IMPLANTABLE PROSTHETIC AND OSTEOSYNTHESIS DEVICES | P0704010202 | PTFE VASCULAR ENDOPROSTHESES, BIFURCATED | 6 | YES
P | IMPLANTABLE PROSTHETIC AND OSTEOSYNTHESIS DEVICES | P0704010203 | PTFE VASCULAR ENDOPROSTHESES, AUXILIARY | 6 | YES
P | IMPLANTABLE PROSTHETIC AND OSTEOSYNTHESIS DEVICES | P07040199 | VASCULAR ENDOPROSTHESES - OTHER | 5 | YES
P | IMPLANTABLE PROSTHETIC AND OSTEOSYNTHESIS DEVICES | P070402 | VASCULAR STENTS | 4 | NO
P | IMPLANTABLE PROSTHETIC AND OSTEOSYNTHESIS DEVICES | P07040201 | CORONARY STENTS | 5 | NO
P | IMPLANTABLE PROSTHETIC AND OSTEOSYNTHESIS DEVICES | P0704020101 | CORONARY BARE METAL STENTS (BMS) | 6 | NO
P | IMPLANTABLE PROSTHETIC AND OSTEOSYNTHESIS DEVICES | P070402010101 | STAINLESS STEEL CORONARY BARE METAL STENTS (BMS) | 7 | YES
P | IMPLANTABLE PROSTHETIC AND OSTEOSYNTHESIS DEVICES | P070402010102 | METALLIC NON-STAINLESS STEEL CORONARY STENTS | 7 | YES
P | IMPLANTABLE PROSTHETIC AND OSTEOSYNTHESIS DEVICES | P070402010199 | CORONARY BARE METAL STENTS (BMS) - OTHER | 7 | YES
P | IMPLANTABLE PROSTHETIC AND OSTEOSYNTHESIS DEVICES | P0704020102 | COATED CORONARY STENTS | 6 | YES
P | IMPLANTABLE PROSTHETIC AND OSTEOSYNTHESIS DEVICES | P0704020103 | CORONARY DRUG ELUTING STENTS (DES) | 6 | NO
P | IMPLANTABLE PROSTHETIC AND OSTEOSYNTHESIS DEVICES | P070402010301 | CORONARY DRUG ELUTING STENTS (DES) WITH POLYMERS | 7 | YES
P | IMPLANTABLE PROSTHETIC AND OSTEOSYNTHESIS DEVICES | P070402010302 | CORONARY DRUG ELUTING STENTS (DES) WITHOUT POLYMERS | 7 | YES
P | IMPLANTABLE PROSTHETIC AND OSTEOSYNTHESIS DEVICES | P0704020104 | CORONARY STENTS, ABSORBABLE | 6 | YES
P | IMPLANTABLE PROSTHETIC AND OSTEOSYNTHESIS DEVICES | P0704020105 | CORONARY STENTS, BIOACTIVE | 6 | YES
P | IMPLANTABLE PROSTHETIC AND OSTEOSYNTHESIS DEVICES | P0704020199 | CORONARY STENTS - OTHER | 6 | YES
P | IMPLANTABLE PROSTHETIC AND OSTEOSYNTHESIS DEVICES | P07040202 | PERIPHERAL VASCULAR STENTS | 5 | NO
P | IMPLANTABLE PROSTHETIC AND OSTEOSYNTHESIS DEVICES | P0704020201 | PERIPHERAL VASCULAR STENTS, BMS | 6 | NO
P | IMPLANTABLE PROSTHETIC AND OSTEOSYNTHESIS DEVICES | P070402020101 | STAINLESS STEEL PERIPHERAL VASCULAR BARE METAL STENTS | 7 | YES
P | IMPLANTABLE PROSTHETIC AND OSTEOSYNTHESIS DEVICES | P070402020102 | NON-STAINLESS STEEL PERIPHERAL VASCULAR BARE METAL STENTS | 7 | YES
P | IMPLANTABLE PROSTHETIC AND OSTEOSYNTHESIS DEVICES | P070402020199 | PERIPHERAL VASCULAR BARE STENTS - OTHER | 7 | YES
P | IMPLANTABLE PROSTHETIC AND OSTEOSYNTHESIS DEVICES | P0704020202 | PERIPHERAL VASCULAR COATED STENTS | 6 | YES
P | IMPLANTABLE PROSTHETIC AND OSTEOSYNTHESIS DEVICES | P0704020203 | PERIPHERAL VASCULAR DRUG ELUTING STENTS (DES) | 6 | YES
P | IMPLANTABLE PROSTHETIC AND OSTEOSYNTHESIS DEVICES | P0704020204 | PERIPHERAL VASCULAR STENTS, BIOACTIVE | 6 | YES
P | IMPLANTABLE PROSTHETIC AND OSTEOSYNTHESIS DEVICES | P0704020299 | PERIPHERAL VASCULAR STENTS - OTHER | 6 | YES
P | IMPLANTABLE PROSTHETIC AND OSTEOSYNTHESIS DEVICES | P070403 | CARDIAC AND CORONARY DEFECT OCCLUDERS | 4 | NO
P | IMPLANTABLE PROSTHETIC AND OSTEOSYNTHESIS DEVICES | P07040301 | CARDIAC OCCLUDERS, VENTRICULAR SEPTAL DEFECTS | 5 | YES
P | IMPLANTABLE PROSTHETIC AND OSTEOSYNTHESIS DEVICES | P07040302 | CARDIAC OCCLUDERS, ATRIAL SEPTAL DEFECTS | 5 | YES
P | IMPLANTABLE PROSTHETIC AND OSTEOSYNTHESIS DEVICES | P07040303 | CARDIAC OCCLUDERS, FORAMEN OVALE AND BOTALLO DUCT | 5 | YES
P | IMPLANTABLE PROSTHETIC AND OSTEOSYNTHESIS DEVICES | P07040399 | HEART AND CORONARY DEFECT OCCLUDERS - OTHER | 5 | YES
P | IMPLANTABLE PROSTHETIC AND OSTEOSYNTHESIS DEVICES | P070404 | LEFT ATRIAL APPENDAGE OCCLUDERS | 4 | YES
P | IMPLANTABLE PROSTHETIC AND OSTEOSYNTHESIS DEVICES | P0780 | VASCULAR AND CARDIAC PROSTHESES - ACCESSORIES | 3 | YES
P | IMPLANTABLE PROSTHETIC AND OSTEOSYNTHESIS DEVICES | P0799 | VASCULAR AND CARDIAC PROSTHESES - OTHER | 3 | YES
P | IMPLANTABLE PROSTHETIC AND OSTEOSYNTHESIS DEVICES | P08 | UROGENITAL PROSTHESES | 2 | NO
P | IMPLANTABLE PROSTHETIC AND OSTEOSYNTHESIS DEVICES | P0801 | URINARY INCONTINENCE PROSTHESES | 3 | NO
P | IMPLANTABLE PROSTHETIC AND OSTEOSYNTHESIS DEVICES | P080102 | ARTIFICIAL URINARY SPHINCTERS | 4 | YES
P | IMPLANTABLE PROSTHETIC AND OSTEOSYNTHESIS DEVICES | P080199 | URINARY INCONTINENCE PROSTHESES - OTHER | 4 | YES
P | IMPLANTABLE PROSTHETIC AND OSTEOSYNTHESIS DEVICES | P0802 | MALE GENITAL SYSTEM PROSTHESES | 3 | NO
P | IMPLANTABLE PROSTHETIC AND OSTEOSYNTHESIS DEVICES | P080201 | TESTICLE PROSTHESES | 4 | YES
P | IMPLANTABLE PROSTHETIC AND OSTEOSYNTHESIS DEVICES | P080202 | PENILE PROSTHESES | 4 | YES
P | IMPLANTABLE PROSTHETIC AND OSTEOSYNTHESIS DEVICES | P080299 | MALE GENITAL SYSTEM PROSTHESES - OTHER | 4 | YES
P | IMPLANTABLE PROSTHETIC AND OSTEOSYNTHESIS DEVICES | P0803 | URINARY OBSTRUCTION PROSTHESES | 3 | NO
P | IMPLANTABLE PROSTHETIC AND OSTEOSYNTHESIS DEVICES | P080301 | URETHRAL PROSTHESES | 4 | NO
P | IMPLANTABLE PROSTHETIC AND OSTEOSYNTHESIS DEVICES | P08030101 | TRANS-PROSTATIC URETHRAL PROSTHESES | 5 | YES
P | IMPLANTABLE PROSTHETIC AND OSTEOSYNTHESIS DEVICES | P08030102 | VAS DEFERENS PROSTHESES | 5 | YES
P | IMPLANTABLE PROSTHETIC AND OSTEOSYNTHESIS DEVICES | P08030199 | ENDOURETHRAL PROSTHESES - OTHER | 5 | YES
P | IMPLANTABLE PROSTHETIC AND OSTEOSYNTHESIS DEVICES | P080302 | URETERAL PROSTHESES | 4 | YES
P | IMPLANTABLE PROSTHETIC AND OSTEOSYNTHESIS DEVICES | P080399 | URINARY OBSTRUCTION PROSTHESES - OTHER | 4 | YES
P | IMPLANTABLE PROSTHETIC AND OSTEOSYNTHESIS DEVICES | P0804 | FEMALE GENITAL SYSTEM PROSTHESES | 3 | NO
P | IMPLANTABLE PROSTHETIC AND OSTEOSYNTHESIS DEVICES | P080401 | FALLOPIAN TUBE PROSTHESES | 4 | YES
P | IMPLANTABLE PROSTHETIC AND OSTEOSYNTHESIS DEVICES | P080499 | FEMALE GENITAL SYSTEM PROSTHESES - OTHER | 4 | YES
P | IMPLANTABLE PROSTHETIC AND OSTEOSYNTHESIS DEVICES | P0805 | URINARY TRACT IMPLANTABLE VALVES | 3 | YES
P | IMPLANTABLE PROSTHETIC AND OSTEOSYNTHESIS DEVICES | P0880 | UROGENITAL PROSTHESES - ACCESSORIES | 3 | YES
P | IMPLANTABLE PROSTHETIC AND OSTEOSYNTHESIS DEVICES | P0899 | UROGENITAL PROSTHESES - OTHER | 3 | YES
P | IMPLANTABLE PROSTHETIC AND OSTEOSYNTHESIS DEVICES | P09 | ORTHOPAEDIC PROSTHESES, OSTEOSYNTHESIS DEVICES, DEVICES FOR TENDON AND LIGAMENT SYNTHESIS | 2 | NO
P | IMPLANTABLE PROSTHETIC AND OSTEOSYNTHESIS DEVICES | P0901 | SHOULDER PROSTHESES | 3 | NO
P | IMPLANTABLE PROSTHETIC AND OSTEOSYNTHESIS DEVICES | P090103 | GLENOID COMPONENTS | 4 | NO
P | IMPLANTABLE PROSTHETIC AND OSTEOSYNTHESIS DEVICES | P09010301 | METAL BACK AND METAGLENE GLENOID BASEPLATES | 5 | YES
P | IMPLANTABLE PROSTHETIC AND OSTEOSYNTHESIS DEVICES | P09010302 | ANATOMICAL SHOULDER PROSTHESIS INSERTS | 5 | YES
P | IMPLANTABLE PROSTHETIC AND OSTEOSYNTHESIS DEVICES | P09010303 | GLENOSPHERES | 5 | YES
P | IMPLANTABLE PROSTHETIC AND OSTEOSYNTHESIS DEVICES | P09010304 | MONOBLOCK GLENOIDS | 5 | YES
P | IMPLANTABLE PROSTHETIC AND OSTEOSYNTHESIS DEVICES | P09010399 | GLENOID COMPONENTS - OTHER | 5 | YES
P | IMPLANTABLE PROSTHETIC AND OSTEOSYNTHESIS DEVICES | P090104 | SHOULDER PROSTHESES HUMERAL COMPONENTS | 4 | NO
P | IMPLANTABLE PROSTHETIC AND OSTEOSYNTHESIS DEVICES | P09010401 | EPIPHYSARY HUMERAL COMPONENTS | 5 | NO
P | IMPLANTABLE PROSTHETIC AND OSTEOSYNTHESIS DEVICES | P0901040101 | EPIPHYSARY HUMERAL COMPONENTS FOR ANATOMICAL PROSTHESES | 6 | NO
P | IMPLANTABLE PROSTHETIC AND OSTEOSYNTHESIS DEVICES | P090104010101 | EPIPHYSARY HUMERAL COMPONENTS FOR ANATOMICAL PROSTHESES - HUMERAL HEADS | 7 | YES
P | IMPLANTABLE PROSTHETIC AND OSTEOSYNTHESIS DEVICES | P090104010102 | EPIPHYSARY HUMERAL COMPONENTS FOR RESURFACING ANATOMICAL PROSTHESES | 7 | YES
P | IMPLANTABLE PROSTHETIC AND OSTEOSYNTHESIS DEVICES | P0901040102 | EPIPHYSARY HUMERAL COMPONENTS FOR REVERSE PROSTHESES | 6 | NO
P | IMPLANTABLE PROSTHETIC AND OSTEOSYNTHESIS DEVICES | P090104010201 | EPIPHYSARY HUMERAL COMPONENTS FOR REVERSE PROSTHESES - INSERTS | 7 | YES
P | IMPLANTABLE PROSTHETIC AND OSTEOSYNTHESIS DEVICES | P090104010202 | EPIPHYSARY HUMERAL COMPONENTS FOR REVERSE PROSTHESES - HUMERAL CUPS | 7 | YES
P | IMPLANTABLE PROSTHETIC AND OSTEOSYNTHESIS DEVICES | P0901040199 | EPIPHYSARY HUMERAL COMPONENTS - OTHER | 6 | YES
P | IMPLANTABLE PROSTHETIC AND OSTEOSYNTHESIS DEVICES | P09010402 | DIAPHYSARY HUMERAL COMPONENTS | 5 | NO
P | IMPLANTABLE PROSTHETIC AND OSTEOSYNTHESIS DEVICES | P0901040201 | SHOULDER PROSTHESES NON MODULAR STEMS | 6 | YES
P | IMPLANTABLE PROSTHETIC AND OSTEOSYNTHESIS DEVICES | P0901040202 | SHOULDER PROSTHESES MODULAR STEMS | 6 | YES
P | IMPLANTABLE PROSTHETIC AND OSTEOSYNTHESIS DEVICES | P0901040203 | MONOBLOCK DIAPHYSARY HUMERAL COMPONENTS (STEM + EPIPHYSARY COMPONENT) | 6 | NO
P | IMPLANTABLE PROSTHETIC AND OSTEOSYNTHESIS DEVICES | P090104020301 | MONOBLOCK DIAPHYSARY HUMERAL COMPONENTS FOR ANATOMICAL PROSTHESIS (STEM + HEAD) | 7 | YES
P | IMPLANTABLE PROSTHETIC AND OSTEOSYNTHESIS DEVICES | P090104020302 | MONOBLOCK DIAPHYSARY HUMERAL COMPONENTS FOR REVERSE PROSTHESIS (STEM + CUP) | 7 | YES
P | IMPLANTABLE PROSTHETIC AND OSTEOSYNTHESIS DEVICES | P0901040204 | SHOULDER PROSTHESES REVISION STEMS | 6 | YES
P | IMPLANTABLE PROSTHETIC AND OSTEOSYNTHESIS DEVICES | P0901040205 | SHOULDER PROSTHESES LARGE RESECTIONS STEMS | 6 | YES
P | IMPLANTABLE PROSTHETIC AND OSTEOSYNTHESIS DEVICES | P0901040299 | DIAPHYSARY HUMERAL COMPONENTS - OTHER | 6 | YES
P | IMPLANTABLE PROSTHETIC AND OSTEOSYNTHESIS DEVICES | P09010403 | SHOULDER PROSTHESES SPACERS | 5 | YES
P | IMPLANTABLE PROSTHETIC AND OSTEOSYNTHESIS DEVICES | P09010499 | HUMERAL COMPONENTS FOR SHOULDER PROSTHESES - OTHER | 5 | YES
P | IMPLANTABLE PROSTHETIC AND OSTEOSYNTHESIS DEVICES | P090180 | SHOULDER PROSTHESES - ACCESSORIES | 4 | NO
P | IMPLANTABLE PROSTHETIC AND OSTEOSYNTHESIS DEVICES | P09018001 | SHOULDER PROSTHESES FIXING SCREWS | 5 | YES
P | IMPLANTABLE PROSTHETIC AND OSTEOSYNTHESIS DEVICES | P09018002 | SHOULDER PROSTHESES ADAPTERS (INCLUDING CONES AND SLEEVES) | 5 | NO
P | IMPLANTABLE PROSTHETIC AND OSTEOSYNTHESIS DEVICES | P0901800201 | GLENOID COMPONENTS ADAPTERS | 6 | YES
P | IMPLANTABLE PROSTHETIC AND OSTEOSYNTHESIS DEVICES | P0901800202 | HUMERAL COMPONENTS ADAPTERS | 6 | YES
P | IMPLANTABLE PROSTHETIC AND OSTEOSYNTHESIS DEVICES | P09018003 | SHOULDER PROSTHESES ENDOMIDOLLAR CAPS | 5 | YES
P | IMPLANTABLE PROSTHETIC AND OSTEOSYNTHESIS DEVICES | P09018099 | SHOULDER PROSTHESES - ACCESSORIES - OTHER | 5 | YES
P | IMPLANTABLE PROSTHETIC AND OSTEOSYNTHESIS DEVICES | P090199 | SHOULDER PROSTHESES - OTHER | 4 | YES
P | IMPLANTABLE PROSTHETIC AND OSTEOSYNTHESIS DEVICES | P0902 | ELBOW PROSTHESES | 3 | NO
P | IMPLANTABLE PROSTHETIC AND OSTEOSYNTHESIS DEVICES | P090203 | ELBOW PROSTHESES HUMERAL COMPONENTS | 4 | YES
P | IMPLANTABLE PROSTHETIC AND OSTEOSYNTHESIS DEVICES | P090204 | ELBOW PROSTHESES RADIAL COMPONENTS | 4 | YES
P | IMPLANTABLE PROSTHETIC AND OSTEOSYNTHESIS DEVICES | P090205 | ELBOW PROSTHESES ULNAR COMPONENTS | 4 | YES
P | IMPLANTABLE PROSTHETIC AND OSTEOSYNTHESIS DEVICES | P090280 | ELBOW PROSTHESES - ACCESSORIES | 4 | YES
P | IMPLANTABLE PROSTHETIC AND OSTEOSYNTHESIS DEVICES | P090299 | ELBOW PROSTHESES - OTHER | 4 | YES
P | IMPLANTABLE PROSTHETIC AND OSTEOSYNTHESIS DEVICES | P0903 | WRIST PROSTHESES | 3 | NO
P | IMPLANTABLE PROSTHETIC AND OSTEOSYNTHESIS DEVICES | P090303 | WRIST PROSTHESES CARPAL COMPONENTS | 4 | YES
P | IMPLANTABLE PROSTHETIC AND OSTEOSYNTHESIS DEVICES | P090304 | WRIST PROSTHESES RADIAL-ULNAR COMPONENTS | 4 | NO
P | IMPLANTABLE PROSTHETIC AND OSTEOSYNTHESIS DEVICES | P09030401 | WRIST PROSTHESES RADIAL COMPONENTS | 5 | YES
P | IMPLANTABLE PROSTHETIC AND OSTEOSYNTHESIS DEVICES | P09030402 | WRIST PROSTHESES ULNAR COMPONENTS | 5 | YES
P | IMPLANTABLE PROSTHETIC AND OSTEOSYNTHESIS DEVICES | P090305 | TOTAL WRIST PROSTHESES | 4 | YES
P | IMPLANTABLE PROSTHETIC AND OSTEOSYNTHESIS DEVICES | P090380 | WRIST PROSTHESES - ACCESSORIES | 4 | YES
P | IMPLANTABLE PROSTHETIC AND OSTEOSYNTHESIS DEVICES | P090399 | WRIST PROSTHESES - OTHER | 4 | YES
P | IMPLANTABLE PROSTHETIC AND OSTEOSYNTHESIS DEVICES | P0904 | HAND PROSTHESES | 3 | NO
P | IMPLANTABLE PROSTHETIC AND OSTEOSYNTHESIS DEVICES | P090403 | HAND PROSTHESES INTERPHALANGE COMPONENTS | 4 | YES
P | IMPLANTABLE PROSTHETIC AND OSTEOSYNTHESIS DEVICES | P090404 | HAND PROSTHESES TRAPEZIO-METACARPAL COMPONENTS | 4 | YES
P | IMPLANTABLE PROSTHETIC AND OSTEOSYNTHESIS DEVICES | P090480 | HAND PROSTHESES - ACCESSORIES | 4 | YES
P | IMPLANTABLE PROSTHETIC AND OSTEOSYNTHESIS DEVICES | P090499 | HAND PROSTHESES - OTHER | 4 | YES
P | IMPLANTABLE PROSTHETIC AND OSTEOSYNTHESIS DEVICES | P0905 | ANKLE PROSTHESES | 3 | NO
P | IMPLANTABLE PROSTHETIC AND OSTEOSYNTHESIS DEVICES | P090506 | ANKLE PROSTHESIS WITH MOBILE INSERT | 4 | NO
P | IMPLANTABLE PROSTHETIC AND OSTEOSYNTHESIS DEVICES | P09050601 | ANKLE PROSTHESES WITH CEMENTED MOBILE INSERT | 5 | NO
P | IMPLANTABLE PROSTHETIC AND OSTEOSYNTHESIS DEVICES | P0905060101 | ANKLE PROSTHESES WITH CEMENTED MOBILE INSERT - TIBIAL COMPONENTS | 6 | YES
P | IMPLANTABLE PROSTHETIC AND OSTEOSYNTHESIS DEVICES | P0905060102 | ANKLE PROSTHESES WITH CEMENTED MOBILE INSERT - TALAR COMPONENTS | 6 | YES
P | IMPLANTABLE PROSTHETIC AND OSTEOSYNTHESIS DEVICES | P09050602 | ANKLE PROSTHESES WITH UNCEMENTED MOBILE INSERT | 5 | NO
P | IMPLANTABLE PROSTHETIC AND OSTEOSYNTHESIS DEVICES | P0905060201 | ANKLE PROSTHESES WITH UNCEMENTED MOBILE INSERT - TIBIAL COMPONENTS | 6 | YES
P | IMPLANTABLE PROSTHETIC AND OSTEOSYNTHESIS DEVICES | P0905060202 | ANKLE PROSTHESES WITH UNCEMENTED MOBILE INSERT - TALAR COMPONENTS | 6 | YES
P | IMPLANTABLE PROSTHETIC AND OSTEOSYNTHESIS DEVICES | P09050603 | ANKLE PROSTHESES MOBILE INSERTS | 5 | YES
P | IMPLANTABLE PROSTHETIC AND OSTEOSYNTHESIS DEVICES | P090507 | ANKLE PROSTHESIS WITH FIXED INSERT | 4 | NO
P | IMPLANTABLE PROSTHETIC AND OSTEOSYNTHESIS DEVICES | P09050701 | ANKLE PROSTHESES WITH CEMENTED FIXED INSERT | 5 | NO
P | IMPLANTABLE PROSTHETIC AND OSTEOSYNTHESIS DEVICES | P0905070101 | ANKLE PROSTHESES WITH CEMENTED FIXED INSERT - TIBIAL COMPONENTS | 6 | YES
P | IMPLANTABLE PROSTHETIC AND OSTEOSYNTHESIS DEVICES | P0905070102 | ANKLE PROSTHESES WITH CEMENTED FIXED INSERT - TALAR COMPONENTS | 6 | YES
P | IMPLANTABLE PROSTHETIC AND OSTEOSYNTHESIS DEVICES | P09050702 | ANKLE PROSTHESES WITH UNCEMENTED FIXED INSERT | 5 | NO
P | IMPLANTABLE PROSTHETIC AND OSTEOSYNTHESIS DEVICES | P0905070201 | ANKLE PROSTHESES WITH UNCEMENTED FIXED INSERT - TIBIAL COMPONENTS | 6 | YES
P | IMPLANTABLE PROSTHETIC AND OSTEOSYNTHESIS DEVICES | P0905070202 | ANKLE PROSTHESES WITH UNCEMENTED FIXED INSERT - TALAR COMPONENTS | 6 | YES
P | IMPLANTABLE PROSTHETIC AND OSTEOSYNTHESIS DEVICES | P09050703 | ANKLE PROSTHESES FIXED INSERTS | 5 | YES
P | IMPLANTABLE PROSTHETIC AND OSTEOSYNTHESIS DEVICES | P090508 | ANKLE PROSTHESES SPACERS | 4 | YES
P | IMPLANTABLE PROSTHETIC AND OSTEOSYNTHESIS DEVICES | P090580 | ANKLE PROSTHESES - ACCESSORIES | 4 | NO
P | IMPLANTABLE PROSTHETIC AND OSTEOSYNTHESIS DEVICES | P09058001 | ANKLE PROSTHESES TIBIAL STEMS | 5 | YES
P | IMPLANTABLE PROSTHETIC AND OSTEOSYNTHESIS DEVICES | P09058099 | ANKLE PROSTHESES - ACCESSORIES - OTHER | 5 | YES
P | IMPLANTABLE PROSTHETIC AND OSTEOSYNTHESIS DEVICES | P090599 | ANKLE PROSTHESES - OTHER | 4 | YES
P | IMPLANTABLE PROSTHETIC AND OSTEOSYNTHESIS DEVICES | P0906 | FOOT PROSTHESES | 3 | NO
P | IMPLANTABLE PROSTHETIC AND OSTEOSYNTHESIS DEVICES | P090603 | FOOT PROSTHESES INTERPHALANGEAL COMPONENTS | 4 | YES
P | IMPLANTABLE PROSTHETIC AND OSTEOSYNTHESIS DEVICES | P090604 | FOOT PROSTHESES METATARSALPHALANGEAL COMPONENTS | 4 | YES
P | IMPLANTABLE PROSTHETIC AND OSTEOSYNTHESIS DEVICES | P090605 | FOOT ENDORTHESIS | 4 | YES
P | IMPLANTABLE PROSTHETIC AND OSTEOSYNTHESIS DEVICES | P090680 | FOOT PROSTHESES - ACCESSORIES | 4 | YES
P | IMPLANTABLE PROSTHETIC AND OSTEOSYNTHESIS DEVICES | P090699 | FOOT PROSTHESES - OTHER | 4 | YES
P | IMPLANTABLE PROSTHETIC AND OSTEOSYNTHESIS DEVICES | P0907 | SPINE STABILISATION PROSTHESES AND SYSTEMS | 3 | NO
P | IMPLANTABLE PROSTHETIC AND OSTEOSYNTHESIS DEVICES | P090701 | SPINAL FUSION SYSTEMS | 4 | NO
P | IMPLANTABLE PROSTHETIC AND OSTEOSYNTHESIS DEVICES | P09070101 | SPINAL CAGES | 5 | YES
P | IMPLANTABLE PROSTHETIC AND OSTEOSYNTHESIS DEVICES | P09070199 | SPINAL FUSION SYSTEMS - OTHER | 5 | YES
P | IMPLANTABLE PROSTHETIC AND OSTEOSYNTHESIS DEVICES | P090702 | INTERVERTEBRAL DISCS REPLACEMENT SYSTEMS | 4 | NO
P | IMPLANTABLE PROSTHETIC AND OSTEOSYNTHESIS DEVICES | P09070201 | DISC PROSTHESES | 5 | YES
P | IMPLANTABLE PROSTHETIC AND OSTEOSYNTHESIS DEVICES | P090703 | IMPLANTABLE VERTEBRAL STABILISATION OR FIXATION SYSTEMS | 4 | NO
P | IMPLANTABLE PROSTHETIC AND OSTEOSYNTHESIS DEVICES | P09070301 | CERVICAL FIXATION SYSTEMS | 5 | YES
P | IMPLANTABLE PROSTHETIC AND OSTEOSYNTHESIS DEVICES | P09070302 | THORACOLUMBOSACRAL FIXATION SYSTEMS | 5 | YES
P | IMPLANTABLE PROSTHETIC AND OSTEOSYNTHESIS DEVICES | P09070304 | SPINE FIXATION SYSTEM CONNECTORS | 5 | YES
P | IMPLANTABLE PROSTHETIC AND OSTEOSYNTHESIS DEVICES | P09070305 | SPINAL STABILISERS, DYNAMIC TYPE | 5 | YES
P | IMPLANTABLE PROSTHETIC AND OSTEOSYNTHESIS DEVICES | P09070399 | IMPLANTABLE SPINAL STABILISATION OR FIXATION SYSTEMS - OTHER | 5 | YES
P | IMPLANTABLE PROSTHETIC AND OSTEOSYNTHESIS DEVICES | P090780 | SPINAL PROSTHESES AND STABILISATION SYSTEMS - ACCESSORIES | 4 | YES
P | IMPLANTABLE PROSTHETIC AND OSTEOSYNTHESIS DEVICES | P090799 | SPINAL PROSTHESES AND STABILISATION SYSTEMS - OTHER | 4 | YES
P | IMPLANTABLE PROSTHETIC AND OSTEOSYNTHESIS DEVICES | P0908 | HIP PROSTHESES | 3 | NO
P | IMPLANTABLE PROSTHETIC AND OSTEOSYNTHESIS DEVICES | P090803 | HIP PROSTHESES ACETABULAR COMPONENTS | 4 | NO
P | IMPLANTABLE PROSTHETIC AND OSTEOSYNTHESIS DEVICES | P09080301 | PRIMARY IMPLANT ACETABULAR CUPS | 5 | NO
P | IMPLANTABLE PROSTHETIC AND OSTEOSYNTHESIS DEVICES | P0908030101 | PRIMARY IMPLANT CEMENTED ACETABULAR CUPS | 6 | NO
P | IMPLANTABLE PROSTHETIC AND OSTEOSYNTHESIS DEVICES | P090803010101 | PRIMARY IMPLANT CEMENTED METAL ACETABULAR CUPS | 7 | YES
P | IMPLANTABLE PROSTHETIC AND OSTEOSYNTHESIS DEVICES | P090803010102 | PRIMARY IMPLANT CEMENTED POLYETHYLENE ACETABULAR CUPS, ONE-PIECE | 7 | YES
P | IMPLANTABLE PROSTHETIC AND OSTEOSYNTHESIS DEVICES | P090803010199 | PRIMARY IMPLANT CEMENTED ACETABULAR CUPS - OTHER | 7 | YES
P | IMPLANTABLE PROSTHETIC AND OSTEOSYNTHESIS DEVICES | P0908030102 | PRIMARY IMPLANT UNCEMENTED ACETABULAR CUPS | 6 | NO
P | IMPLANTABLE PROSTHETIC AND OSTEOSYNTHESIS DEVICES | P090803010201 | PRIMARY IMPLANT UNCEMENTED METAL ACETABULAR CUPS | 7 | YES
P | IMPLANTABLE PROSTHETIC AND OSTEOSYNTHESIS DEVICES | P090803010202 | PRIMARY IMPLANT UNCEMENTED ONE-PIECE POLYETHYLENE ACETABULAR CUPS | 7 | YES
P | IMPLANTABLE PROSTHETIC AND OSTEOSYNTHESIS DEVICES | P090803010203 | PRIMARY IMPLANT UNCEMENTED ONE-PIECE METAL ACETABULAR CUPS | 7 | YES
P | IMPLANTABLE PROSTHETIC AND OSTEOSYNTHESIS DEVICES | P090803010299 | PRIMARY IMPLANT UNCEMENTED ACETABULAR CUPS - OTHER | 7 | YES
P | IMPLANTABLE PROSTHETIC AND OSTEOSYNTHESIS DEVICES | P09080302 | HIP RESURFACING ACETABULAR COMPONENTS | 5 | YES
P | IMPLANTABLE PROSTHETIC AND OSTEOSYNTHESIS DEVICES | P09080303 | REVISION SURGERY ACETABULAR CUPS | 5 | NO
P | IMPLANTABLE PROSTHETIC AND OSTEOSYNTHESIS DEVICES | P0908030301 | REVISION SURGERY CEMENTED ACETABULAR CUPS | 6 | YES
P | IMPLANTABLE PROSTHETIC AND OSTEOSYNTHESIS DEVICES | P0908030302 | REVISION SURGERY UNCEMENTED ACETABULAR CUPS | 6 | YES
P | IMPLANTABLE PROSTHETIC AND OSTEOSYNTHESIS DEVICES | P09080304 | HIP PROSTHESES ACETABULAR INSERTS | 5 | NO
P | IMPLANTABLE PROSTHETIC AND OSTEOSYNTHESIS DEVICES | P0908030401 | HIP PROSTHESES POLYETHYLENE ACETABULAR INSERTS | 6 | NO
P | IMPLANTABLE PROSTHETIC AND OSTEOSYNTHESIS DEVICES | P090803040101 | STANDARD POLYETHYLENE HIP PROSTHESES INSERTS | 7 | YES
P | IMPLANTABLE PROSTHETIC AND OSTEOSYNTHESIS DEVICES | P090803040102 | ECCENTRIC POLYETHYLENE HIP PROSTHESES INSERTS | 7 | YES
P | IMPLANTABLE PROSTHETIC AND OSTEOSYNTHESIS DEVICES | P090803040103 | RETENTIVE POLYETHYLENE HIP PROSTHESES INSERTS, ANTI-DISLOCATION | 7 | YES
P | IMPLANTABLE PROSTHETIC AND OSTEOSYNTHESIS DEVICES | P0908030402 | HIP PROSTHESES CERAMIC ACETABULAR INSERTS | 6 | YES
P | IMPLANTABLE PROSTHETIC AND OSTEOSYNTHESIS DEVICES | P0908030403 | HIP PROSTHESES METAL ACETABULAR INSERTS | 6 | YES
P | IMPLANTABLE PROSTHETIC AND OSTEOSYNTHESIS DEVICES | P0908030499 | HIP PROSTHESES ACETABULAR INSERTS - OTHER | 6 | YES
P | IMPLANTABLE PROSTHETIC AND OSTEOSYNTHESIS DEVICES | P09080305 | DUAL-MOBILITY ACETABULAR COMPONENTS | 5 | NO
P | IMPLANTABLE PROSTHETIC AND OSTEOSYNTHESIS DEVICES | P0908030501 | DOUBLE-MOBILITY ACETABULAR CUPS | 6 | NO
P | IMPLANTABLE PROSTHETIC AND OSTEOSYNTHESIS DEVICES | P090803050101 | CEMENTED DOUBLE-MOBILITY ACETABULAR CUPS | 7 | YES
P | IMPLANTABLE PROSTHETIC AND OSTEOSYNTHESIS DEVICES | P090803050102 | UNCEMENTED DOUBLE-MOBILITY ACETABULAR CUPS | 7 | YES
P | IMPLANTABLE PROSTHETIC AND OSTEOSYNTHESIS DEVICES | P0908030502 | DOUBLE-MOBILITY ACETABULAR COMPONENTS INSERTS | 6 | YES
P | IMPLANTABLE PROSTHETIC AND OSTEOSYNTHESIS DEVICES | P09080306 | PRE-ASSEMBLED ACETABULAR COMPONENTS (ACETABULAR CUP + INSERT) | 5 | NO
P | IMPLANTABLE PROSTHETIC AND OSTEOSYNTHESIS DEVICES | P0908030601 | PRE-ASSEMBLED ACETABULAR COMPONENTS WITH CERAMIC INSERT | 6 | YES
P | IMPLANTABLE PROSTHETIC AND OSTEOSYNTHESIS DEVICES | P0908030602 | PRE-ASSEMBLED ACETABULAR COMPONENTS WITH POLYETHYLENE INSERTS | 6 | YES
P | IMPLANTABLE PROSTHETIC AND OSTEOSYNTHESIS DEVICES | P0908030699 | PRE-ASSEMBLED ACETABULAR COMPONENTS - OTHER | 6 | YES
P | IMPLANTABLE PROSTHETIC AND OSTEOSYNTHESIS DEVICES | P090804 | HIP PROSTHESES FEMORAL COMPONENTS | 4 | NO
P | IMPLANTABLE PROSTHETIC AND OSTEOSYNTHESIS DEVICES | P09080401 | PRIMARY IMPLANT FEMORAL STEMS | 5 | NO
P | IMPLANTABLE PROSTHETIC AND OSTEOSYNTHESIS DEVICES | P0908040101 | PRIMARY IMPLANT CEMENTED FEMORAL STEMS | 6 | NO
P | IMPLANTABLE PROSTHETIC AND OSTEOSYNTHESIS DEVICES | P090804010101 | CEMENTED FEMORAL STEMS FOR PRIMARY IMPLANT, WITH FIXED NECK, STRAIGHT | 7 | YES
P | IMPLANTABLE PROSTHETIC AND OSTEOSYNTHESIS DEVICES | P090804010102 | CEMENTED FEMORAL STEMS FOR PRIMARY IMPLANT, WITH FIXED NECK, ANATOMICAL | 7 | YES
P | IMPLANTABLE PROSTHETIC AND OSTEOSYNTHESIS DEVICES | P090804010105 | CEMENTED FEMORAL STEMS FOR PRIMARY IMPLANT, WITH FIXED NECK, FOR PRESERVATION | 7 | YES
P | IMPLANTABLE PROSTHETIC AND OSTEOSYNTHESIS DEVICES | P090804010106 | CEMENTED FEMORAL STEMS FOR PRIMARY IMPLANT, WITH MODULAR NECK, STRAIGHT | 7 | YES
P | IMPLANTABLE PROSTHETIC AND OSTEOSYNTHESIS DEVICES | P090804010107 | CEMENTED FEMORAL STEMS FOR PRIMARY IMPLANT, WITH MODULAR NECK, ANATOMICAL | 7 | YES
P | IMPLANTABLE PROSTHETIC AND OSTEOSYNTHESIS DEVICES | P0908040102 | PRIMARY IMPLANT UNCEMENTED FEMORAL STEMS | 6 | NO
P | IMPLANTABLE PROSTHETIC AND OSTEOSYNTHESIS DEVICES | P090804010201 | UNCEMENTED FEMORAL STEMS FOR PRIMARY IMPLANT, WITH FIXED NECK, STRAIGHT | 7 | YES
P | IMPLANTABLE PROSTHETIC AND OSTEOSYNTHESIS DEVICES | P090804010202 | UNCEMENTED FEMORAL STEMS FOR PRIMARY IMPLANT, WITH FIXED NECK, ANATOMICAL | 7 | YES
P | IMPLANTABLE PROSTHETIC AND OSTEOSYNTHESIS DEVICES | P090804010205 | UNCEMENTED FEMORAL STEMS FOR PRIMARY IMPLANT, WITH FIXED NECK, FOR PRESERVATION | 7 | YES
P | IMPLANTABLE PROSTHETIC AND OSTEOSYNTHESIS DEVICES | P090804010206 | UNCEMENTED FEMORAL STEMS FOR PRIMARY IMPLANT, WITH MODULAR NECK, STRAIGHT | 7 | YES
P | IMPLANTABLE PROSTHETIC AND OSTEOSYNTHESIS DEVICES | P090804010207 | UNCEMENTED FEMORAL STEMS FOR PRIMARY IMPLANT, WITH MODULAR NECK, ANATOMICAL | 7 | YES
P | IMPLANTABLE PROSTHETIC AND OSTEOSYNTHESIS DEVICES | P09080402 | HIP RESURFACING FEMORAL COMPONENTS | 5 | YES
P | IMPLANTABLE PROSTHETIC AND OSTEOSYNTHESIS DEVICES | P09080403 | REVISION SURGERY FEMORAL STEMS | 5 | NO
P | IMPLANTABLE PROSTHETIC AND OSTEOSYNTHESIS DEVICES | P0908040301 | REVISION SURGERY CEMENTED FEMORAL STEMS | 6 | NO
P | IMPLANTABLE PROSTHETIC AND OSTEOSYNTHESIS DEVICES | P090804030101 | REVISION CEMENTED FEMORAL STEMS, WITH FIXED NECK | 7 | YES
P | IMPLANTABLE PROSTHETIC AND OSTEOSYNTHESIS DEVICES | P090804030102 | REVISION CEMENTED FEMORAL STEMS, WITH MODULAR NECK | 7 | YES
P | IMPLANTABLE PROSTHETIC AND OSTEOSYNTHESIS DEVICES | P0908040302 | REVISION UNCEMENTED FEMORAL STEMS | 6 | NO
P | IMPLANTABLE PROSTHETIC AND OSTEOSYNTHESIS DEVICES | P090804030201 | REVISION UNCEMENTED FEMORAL STEMS, WITH FIXED NECK | 7 | YES
P | IMPLANTABLE PROSTHETIC AND OSTEOSYNTHESIS DEVICES | P090804030202 | REVISION UNCEMENTED FEMORAL STEMS, WITH MODULAR NECK | 7 | YES
P | IMPLANTABLE PROSTHETIC AND OSTEOSYNTHESIS DEVICES | P09080404 | LARGE RESECTIONS FEMORAL STEMS | 5 | YES
P | IMPLANTABLE PROSTHETIC AND OSTEOSYNTHESIS DEVICES | P09080405 | FEMORAL HEADS | 5 | NO
P | IMPLANTABLE PROSTHETIC AND OSTEOSYNTHESIS DEVICES | P0908040501 | FEMORAL HEADS FOR PRIMARY IMPLANT OF PARTIAL PROSTHESES | 6 | NO
P | IMPLANTABLE PROSTHETIC AND OSTEOSYNTHESIS DEVICES | P090804050101 | CERAMIC FEMORAL HEADS, PARTIAL HIP REPLACEMENT | 7 | YES
P | IMPLANTABLE PROSTHETIC AND OSTEOSYNTHESIS DEVICES | P090804050102 | METAL FEMORAL HEADS, PARTIAL HIP REPLACEMENT | 7 | YES
P | IMPLANTABLE PROSTHETIC AND OSTEOSYNTHESIS DEVICES | P090804050199 | FEMORAL HEADS FOR PRIMARY IMPLANT OF PARTIAL PROSTHESES - OTHER | 7 | YES
P | IMPLANTABLE PROSTHETIC AND OSTEOSYNTHESIS DEVICES | P0908040502 | FEMORAL HEADS FOR PRIMARY IMPLANT OF TOTAL PROSTHESES | 6 | NO
P | IMPLANTABLE PROSTHETIC AND OSTEOSYNTHESIS DEVICES | P090804050201 | CERAMIC FEMORAL HEADS, TOTAL HIP REPLACEMENT | 7 | YES
P | IMPLANTABLE PROSTHETIC AND OSTEOSYNTHESIS DEVICES | P090804050202 | METAL FEMORAL HEADS, TOTAL HIP REPLACEMENT | 7 | YES
P | IMPLANTABLE PROSTHETIC AND OSTEOSYNTHESIS DEVICES | P090804050299 | FEMORAL HEADS FOR PRIMARY IMPLANT OF TOTAL PROSTHESES - OTHER | 7 | YES
P | IMPLANTABLE PROSTHETIC AND OSTEOSYNTHESIS DEVICES | P0908040503 | HIP PROSTHESES, BI-ARTICULAR CUPS | 6 | YES
P | IMPLANTABLE PROSTHETIC AND OSTEOSYNTHESIS DEVICES | P0908040504 | REVISION FEMORAL HEADS | 6 | YES
P | IMPLANTABLE PROSTHETIC AND OSTEOSYNTHESIS DEVICES | P09080406 | ONE-PIECE FEMORAL PROSTHESES (STEM+HEAD) | 5 | YES
P | IMPLANTABLE PROSTHETIC AND OSTEOSYNTHESIS DEVICES | P09080407 | MODULAR NECKS | 5 | YES
P | IMPLANTABLE PROSTHETIC AND OSTEOSYNTHESIS DEVICES | P090805 | HIP PROSTHESES SPACERS | 4 | YES
P | IMPLANTABLE PROSTHETIC AND OSTEOSYNTHESIS DEVICES | P090880 | HIP PROSTHESES - ACCESSORIES | 4 | NO
P | IMPLANTABLE PROSTHETIC AND OSTEOSYNTHESIS DEVICES | P09088001 | ACETABULAR RINGS | 5 | YES
P | IMPLANTABLE PROSTHETIC AND OSTEOSYNTHESIS DEVICES | P09088002 | ACETABULAR MESHES | 5 | YES
P | IMPLANTABLE PROSTHETIC AND OSTEOSYNTHESIS DEVICES | P09088003 | HIP PROSTHESES AUGMENTS | 5 | YES
P | IMPLANTABLE PROSTHETIC AND OSTEOSYNTHESIS DEVICES | P09088004 | HIP PROSTHESES ADAPTERS (INCLUDING CONES AND SLEEVES) | 5 | YES
P | IMPLANTABLE PROSTHETIC AND OSTEOSYNTHESIS DEVICES | P09088005 | HIP PROSTHESES CENTRALIZERS | 5 | YES
P | IMPLANTABLE PROSTHETIC AND OSTEOSYNTHESIS DEVICES | P09088006 | FEMORAL INTRAMEDULLARY CAPS | 5 | YES
P | IMPLANTABLE PROSTHETIC AND OSTEOSYNTHESIS DEVICES | P09088007 | HIP PROSTHESES FIXING SCREWS | 5 | YES
P | IMPLANTABLE PROSTHETIC AND OSTEOSYNTHESIS DEVICES | P09088099 | HIP PROSTHESES - OTHER ACCESSORIES | 5 | YES
P | IMPLANTABLE PROSTHETIC AND OSTEOSYNTHESIS DEVICES | P090899 | HIP PROSTHESES - OTHER | 4 | YES
P | IMPLANTABLE PROSTHETIC AND OSTEOSYNTHESIS DEVICES | P0909 | KNEE PROSTHESES | 3 | NO
P | IMPLANTABLE PROSTHETIC AND OSTEOSYNTHESIS DEVICES | P090903 | BICOMPARTMENTAL PRIMARY IMPLANT KNEE PROSTHESES | 4 | NO
P | IMPLANTABLE PROSTHETIC AND OSTEOSYNTHESIS DEVICES | P09090301 | BICOMPARTMENTAL PRIMARY IMPLANT FEMORAL COMPONENTS | 5 | NO
P | IMPLANTABLE PROSTHETIC AND OSTEOSYNTHESIS DEVICES | P0909030101 | BICOMPARTMENTAL PRIMARY IMPLANT CEMENTED FEMORAL COMPONENTS | 6 | YES
P | IMPLANTABLE PROSTHETIC AND OSTEOSYNTHESIS DEVICES | P0909030102 | BICOMPARTMENTAL PRIMARY IMPLANT UNCEMENTED FEMORAL COMPONENTS | 6 | YES
P | IMPLANTABLE PROSTHETIC AND OSTEOSYNTHESIS DEVICES | P0909030103 | BICOMPARTMENTAL PRIMARY IMPLANT CEMENTABLE FEMORAL COMPONENTS | 6 | YES
P | IMPLANTABLE PROSTHETIC AND OSTEOSYNTHESIS DEVICES | P09090302 | BICOMPARTMENTAL PRIMARY IMPLANT TIBIAL COMPONENTS | 5 | NO
P | IMPLANTABLE PROSTHETIC AND OSTEOSYNTHESIS DEVICES | P0909030201 | BICOMPARTMENTAL PRIMARY IMPLANT TIBIAL PLATES | 6 | NO
P | IMPLANTABLE PROSTHETIC AND OSTEOSYNTHESIS DEVICES | P090903020101 | BICOMPARTMENTAL PRIMARY IMPLANT CEMENTED MOBILE BEARING TIBIAL PLATES | 7 | YES
P | IMPLANTABLE PROSTHETIC AND OSTEOSYNTHESIS DEVICES | P090903020102 | BICOMPARTMENTAL PRIMARY IMPLANT UNCEMENTED MOBILE BEARING TIBIAL PLATES | 7 | YES
P | IMPLANTABLE PROSTHETIC AND OSTEOSYNTHESIS DEVICES | P090903020103 | BICOMPARTMENTAL PRIMARY IMPLANT CEMENTABLE MOBILE BEARING TIBIAL PLATES | 7 | YES
P | IMPLANTABLE PROSTHETIC AND OSTEOSYNTHESIS DEVICES | P090903020104 | BICOMPARTMENTAL PRIMARY IMPLANT CEMENTED FIXED BEARING TIBIAL PLATES | 7 | YES
P | IMPLANTABLE PROSTHETIC AND OSTEOSYNTHESIS DEVICES | P090903020105 | BICOMPARTMENTAL PRIMARY IMPLANT UNCEMENTED FIXED BEARING TIBIAL PLATES | 7 | YES
P | IMPLANTABLE PROSTHETIC AND OSTEOSYNTHESIS DEVICES | P090903020106 | BICOMPARTMENTAL PRIMARY IMPLANT CEMENTABLE FIXED BEARING TIBIAL PLATES | 7 | YES
P | IMPLANTABLE PROSTHETIC AND OSTEOSYNTHESIS DEVICES | P0909030202 | BICOMPARTMENTAL PRIMARY IMPLANT TIBIAL INSERTS | 6 | NO
P | IMPLANTABLE PROSTHETIC AND OSTEOSYNTHESIS DEVICES | P090903020201 | BICOMPARTMENTAL PRIMARY IMPLANT MOBILE BEARING TIBIAL INSERTS | 7 | YES
P | IMPLANTABLE PROSTHETIC AND OSTEOSYNTHESIS DEVICES | P090903020202 | BICOMPARTMENTAL PRIMARY IMPLANT FIXED BEARING TIBIAL INSERTS | 7 | YES
P | IMPLANTABLE PROSTHETIC AND OSTEOSYNTHESIS DEVICES | P0909030203 | BICOMPARTMENTAL PRIMARY IMPLANT TIBIAL COMPONENTS, MONOBLOCK | 6 | NO
P | IMPLANTABLE PROSTHETIC AND OSTEOSYNTHESIS DEVICES | P090903020301 | BICOMPARTMENTAL PRIMARY IMPLANT TIBIAL COMPONENTS, MONOBLOCK MADE OF POLYETHYLENE | 7 | YES
P | IMPLANTABLE PROSTHETIC AND OSTEOSYNTHESIS DEVICES | P090903020399 | BICOMPARTMENTAL PRIMARY IMPLANT TIBIAL COMPONENTS, MONOBLOCK - OTHER | 7 | YES
P | IMPLANTABLE PROSTHETIC AND OSTEOSYNTHESIS DEVICES | P090904 | UNICOMPARTMENTAL KNEE PROSTHESES (UNICONDYLAR) | 4 | NO
P | IMPLANTABLE PROSTHETIC AND OSTEOSYNTHESIS DEVICES | P09090401 | UNICOMPARTMENTAL KNEE PROSTHESES FEMORAL COMPONENTS (UNICONDYLAR) | 5 | NO
P | IMPLANTABLE PROSTHETIC AND OSTEOSYNTHESIS DEVICES | P0909040101 | UNICOMPARTMENTAL KNEE PROSTHESES FEMORAL COMPONENTS (UNICONDYLAR), CEMENTED | 6 | YES
P | IMPLANTABLE PROSTHETIC AND OSTEOSYNTHESIS DEVICES | P0909040102 | UNICOMPARTMENTAL KNEE PROSTHESES FEMORAL COMPONENTS (UNICONDYLAR), UNCEMENTED | 6 | YES
P | IMPLANTABLE PROSTHETIC AND OSTEOSYNTHESIS DEVICES | P09090402 | UNICOMPARTMENTAL KNEE PROSTHESES TIBIAL COMPONENTS | 5 | NO
P | IMPLANTABLE PROSTHETIC AND OSTEOSYNTHESIS DEVICES | P0909040201 | UNICOMPARTMENTAL KNEE PROSTHESES TIBIAL PLATES | 6 | NO
P | IMPLANTABLE PROSTHETIC AND OSTEOSYNTHESIS DEVICES | P090904020101 | MOBILE CEMENTED UNICOMPARTMENTAL PRIMARY IMPLANT TIBIAL PLATES | 7 | YES
P | IMPLANTABLE PROSTHETIC AND OSTEOSYNTHESIS DEVICES | P090904020102 | MOBILE UNCEMENTED UNICOMPARTMENTAL PRIMARY IMPLANT TIBIAL PLATES | 7 | YES
P | IMPLANTABLE PROSTHETIC AND OSTEOSYNTHESIS DEVICES | P090904020103 | FIXED CEMENTED UNICOMPARTMENTAL PRIMARY IMPLANT TIBIAL PLATES | 7 | YES
P | IMPLANTABLE PROSTHETIC AND OSTEOSYNTHESIS DEVICES | P090904020104 | FIXED UNCEMENTED UNICOMPARTMENTAL PRIMARY IMPLANT TIBIAL PLATES | 7 | YES
P | IMPLANTABLE PROSTHETIC AND OSTEOSYNTHESIS DEVICES | P0909040202 | UNICOMPARTMENTAL KNEE REPLACEMENT TIBIAL INSERTS | 6 | NO
P | IMPLANTABLE PROSTHETIC AND OSTEOSYNTHESIS DEVICES | P090904020201 | MOBILE UNICOMPARTMENTAL KNEE PROSTHESES TIBIAL INSERTS | 7 | YES
P | IMPLANTABLE PROSTHETIC AND OSTEOSYNTHESIS DEVICES | P090904020202 | UNICOMPARTMENTAL KNEE PROSTHESES TIBIAL INSERTS, FIXED | 7 | YES
P | IMPLANTABLE PROSTHETIC AND OSTEOSYNTHESIS DEVICES | P0909040203 | PRE-ASSEMBLED UNICOMPARTMENTAL KNEE PROSTHESES TIBIAL COMPONENTS (INSERT + TIBIAL PLATE) | 6 | NO
P | IMPLANTABLE PROSTHETIC AND OSTEOSYNTHESIS DEVICES | P090904020301 | KNEE PROSTHESES TIBIAL COMPONENTS, PREASSEMBLED, CEMENTED | 7 | YES
P | IMPLANTABLE PROSTHETIC AND OSTEOSYNTHESIS DEVICES | P090904020302 | UNICOMPARTMENTAL KNEE PROSTHESES TIBIAL COMPONENTS, PREASSEMBLED, UNCEMENTED | 7 | YES
P | IMPLANTABLE PROSTHETIC AND OSTEOSYNTHESIS DEVICES | P0909040204 | UNICOMPARTMENTAL KNEE PROSTHESES TIBIAL COMPONENTS, MONOBLOCK | 6 | NO
P | IMPLANTABLE PROSTHETIC AND OSTEOSYNTHESIS DEVICES | P090904020401 | UNICOMPARTMENTAL KNEE PROSTHESES TIBIAL COMPONENTS, MONOBLOCK, MADE OF POLYETHYLENE | 7 | YES
P | IMPLANTABLE PROSTHETIC AND OSTEOSYNTHESIS DEVICES | P090904020499 | UNICOMPARTMENTAL KNEE PROSTHESES TIBIAL COMPONENTS, MONOBLOCK - OTHER | 7 | YES
P | IMPLANTABLE PROSTHETIC AND OSTEOSYNTHESIS DEVICES | P090905 | REVISION KNEE PROSTHESES | 4 | NO
P | IMPLANTABLE PROSTHETIC AND OSTEOSYNTHESIS DEVICES | P09090501 | REVISION KNEE PROSTHESES FEMORAL COMPONENTS | 5 | YES
P | IMPLANTABLE PROSTHETIC AND OSTEOSYNTHESIS DEVICES | P09090502 | REVISION KNEE PROSTHESES TIBIAL COMPONENTS | 5 | NO
P | IMPLANTABLE PROSTHETIC AND OSTEOSYNTHESIS DEVICES | P0909050201 | REVISION KNEE PROSTHESES TIBIAL PLATES | 6 | NO
P | IMPLANTABLE PROSTHETIC AND OSTEOSYNTHESIS DEVICES | P090905020101 | REVISION KNEE PROSTHESES MOBILE BEARING TIBIAL PLATES | 7 | YES
P | IMPLANTABLE PROSTHETIC AND OSTEOSYNTHESIS DEVICES | P090905020102 | REVISION KNEE PROSTHESES FIXED BEARING TIBIAL PLATES | 7 | YES
P | IMPLANTABLE PROSTHETIC AND OSTEOSYNTHESIS DEVICES | P0909050202 | REVISION KNEE PROSTHESES TIBIAL INSERTS | 6 | NO
P | IMPLANTABLE PROSTHETIC AND OSTEOSYNTHESIS DEVICES | P090905020201 | REVISION KNEE PROSTHESES MOBILE BEARING TIBIAL INSERTS | 7 | YES
P | IMPLANTABLE PROSTHETIC AND OSTEOSYNTHESIS DEVICES | P090905020202 | REVISION KNEE PROSTHESES FIXED BEARING TIBIAL INSERTS | 7 | YES
P | IMPLANTABLE PROSTHETIC AND OSTEOSYNTHESIS DEVICES | P090906 | KNEE PROSTHESES FOR LARGE RESECTIONS | 4 | YES
P | IMPLANTABLE PROSTHETIC AND OSTEOSYNTHESIS DEVICES | P090907 | PATELLO-FEMORAL KNEE PROSTHESES | 4 | NO
P | IMPLANTABLE PROSTHETIC AND OSTEOSYNTHESIS DEVICES | P09090701 | FEMORAL TROCHLEA RESURFACING COMPONENTS | 5 | YES
P | IMPLANTABLE PROSTHETIC AND OSTEOSYNTHESIS DEVICES | P09090702 | PATELLAR COMPONENTS | 5 | NO
P | IMPLANTABLE PROSTHETIC AND OSTEOSYNTHESIS DEVICES | P0909070201 | PATELLAR COMPONENTS, MONOBLOCK | 6 | YES
P | IMPLANTABLE PROSTHETIC AND OSTEOSYNTHESIS DEVICES | P0909070202 | PATELLAR COMPONENTS, MODULAR | 6 | YES
P | IMPLANTABLE PROSTHETIC AND OSTEOSYNTHESIS DEVICES | P090908 | KNEE PROSTHESES SPACERS | 4 | YES
P | IMPLANTABLE PROSTHETIC AND OSTEOSYNTHESIS DEVICES | P090980 | KNEE PROSTHESES - ACCESSORIES | 4 | NO
P | IMPLANTABLE PROSTHETIC AND OSTEOSYNTHESIS DEVICES | P09098001 | KNEE PROSTHESES AUGMENTS | 5 | YES
P | IMPLANTABLE PROSTHETIC AND OSTEOSYNTHESIS DEVICES | P09098002 | KNEE PROSTHESES ADAPTERS (INCLUDING CONES AND SLEEVES) | 5 | YES
P | IMPLANTABLE PROSTHETIC AND OSTEOSYNTHESIS DEVICES | P09098003 | KNEE PROSTHESES OBTURATORS AND PLUGS | 5 | YES
P | IMPLANTABLE PROSTHETIC AND OSTEOSYNTHESIS DEVICES | P09098004 | KNEE PROSTHESES CENTRALISERS | 5 | YES
P | IMPLANTABLE PROSTHETIC AND OSTEOSYNTHESIS DEVICES | P09098006 | KNEE PROSTHESES STEMS | 5 | NO
P | IMPLANTABLE PROSTHETIC AND OSTEOSYNTHESIS DEVICES | P0909800601 | KNEE PROSTHESES FEMORAL STEMS | 6 | YES
P | IMPLANTABLE PROSTHETIC AND OSTEOSYNTHESIS DEVICES | P0909800602 | KNEE PROSTHESES TIBIAL STEMS | 6 | YES
P | IMPLANTABLE PROSTHETIC AND OSTEOSYNTHESIS DEVICES | P09098099 | KNEE PROSTHESES - ACCESSORIES - OTHER | 5 | YES
P | IMPLANTABLE PROSTHETIC AND OSTEOSYNTHESIS DEVICES | P090999 | KNEE PROSTHESES - OTHER | 4 | YES
P | IMPLANTABLE PROSTHETIC AND OSTEOSYNTHESIS DEVICES | P0910 | LIGAMENT PROSTHESES | 3 | YES
P | IMPLANTABLE PROSTHETIC AND OSTEOSYNTHESIS DEVICES | P0912 | OSTEOSYNTHESIS DEVICES, DEVICES FOR TENDON AND LIGAMENT SYNTHESIS | 3 | NO
P | IMPLANTABLE PROSTHETIC AND OSTEOSYNTHESIS DEVICES | P091201 | OSTEOSYNTHESIS STAPLES AND ANCHORS | 4 | NO
P | IMPLANTABLE PROSTHETIC AND OSTEOSYNTHESIS DEVICES | P09120101 | OSTEOSYNTHESIS STAPLES | 5 | YES
P | IMPLANTABLE PROSTHETIC AND OSTEOSYNTHESIS DEVICES | P09120102 | ANCHORS, TENDON AND LIGAMENT SYNTHESIS | 5 | YES
P | IMPLANTABLE PROSTHETIC AND OSTEOSYNTHESIS DEVICES | P091202 | BONE FIXATION NAILS | 4 | NO
P | IMPLANTABLE PROSTHETIC AND OSTEOSYNTHESIS DEVICES | P09120201 | INTRAMEDULLARY NAILS | 5 | YES
P | IMPLANTABLE PROSTHETIC AND OSTEOSYNTHESIS DEVICES | P09120202 | INTRAMEDULLARY NAILS IN COMPLEX SYSTEMS | 5 | YES
P | IMPLANTABLE PROSTHETIC AND OSTEOSYNTHESIS DEVICES | P09120299 | OSTEOSYNTHESIS NAILS - OTHER | 5 | YES
P | IMPLANTABLE PROSTHETIC AND OSTEOSYNTHESIS DEVICES | P091203 | BONE FIXATION WIRES | 4 | NO
P | IMPLANTABLE PROSTHETIC AND OSTEOSYNTHESIS DEVICES | P09120301 | KIRSCHNER BONE WIRES | 5 | YES
P | IMPLANTABLE PROSTHETIC AND OSTEOSYNTHESIS DEVICES | P09120302 | CERCLAGE DEVICES, WIRES AND BINDERS | 5 | YES
P | IMPLANTABLE PROSTHETIC AND OSTEOSYNTHESIS DEVICES | P09120399 | BONE FIXATION WIRES - OTHER | 5 | YES
P | IMPLANTABLE PROSTHETIC AND OSTEOSYNTHESIS DEVICES | P091204 | EXTERNAL BONE FIXATION SYSTEMS | 4 | NO
P | IMPLANTABLE PROSTHETIC AND OSTEOSYNTHESIS DEVICES | P09120401 | BONE FIXATION SYSTEMS | 5 | NO
P | IMPLANTABLE PROSTHETIC AND OSTEOSYNTHESIS DEVICES | P0912040101 | RADIAL BONE FIXATION SYSTEMS | 6 | YES
P | IMPLANTABLE PROSTHETIC AND OSTEOSYNTHESIS DEVICES | P0912040102 | AXIAL BONE FIXATION SYSTEMS | 6 | YES
P | IMPLANTABLE PROSTHETIC AND OSTEOSYNTHESIS DEVICES | P09120402 | SCREWS | 5 | YES
P | IMPLANTABLE PROSTHETIC AND OSTEOSYNTHESIS DEVICES | P09120403 | OSTEOSYNTHESIS DISTRACTORS | 5 | YES
P | IMPLANTABLE PROSTHETIC AND OSTEOSYNTHESIS DEVICES | P09120499 | EXTERNAL BONE FIXATION SYSTEMS - OTHER | 5 | YES
P | IMPLANTABLE PROSTHETIC AND OSTEOSYNTHESIS DEVICES | P091205 | BONE FIXATION PLATES | 4 | NO
P | IMPLANTABLE PROSTHETIC AND OSTEOSYNTHESIS DEVICES | P09120501 | OSTEOSYNTHESIS COMPRESSION PLATES | 5 | YES
P | IMPLANTABLE PROSTHETIC AND OSTEOSYNTHESIS DEVICES | P09120502 | OSTEOSYNTHESIS NEUTRALISATION AND SUPPORT PLATES | 5 | YES
P | IMPLANTABLE PROSTHETIC AND OSTEOSYNTHESIS DEVICES | P09120503 | OSTEOSYNTHESIS SCREW-PLATE SYSTEMS | 5 | YES
P | IMPLANTABLE PROSTHETIC AND OSTEOSYNTHESIS DEVICES | P09120504 | OSTEOSYNTHESIS BLADE-PLATE SYSTEMS | 5 | YES
P | IMPLANTABLE PROSTHETIC AND OSTEOSYNTHESIS DEVICES | P09120599 | BONE FIXATION PLATES - OTHER | 5 | YES
P | IMPLANTABLE PROSTHETIC AND OSTEOSYNTHESIS DEVICES | P091206 | BONE FIXATION SCREWS, TENDON AND LIGAMENT SYNTHESIS SCREWS | 4 | NO
P | IMPLANTABLE PROSTHETIC AND OSTEOSYNTHESIS DEVICES | P09120601 | CORTICAL SCREWS | 5 | YES
P | IMPLANTABLE PROSTHETIC AND OSTEOSYNTHESIS DEVICES | P09120602 | CANCELLOUS SCREWS | 5 | YES
P | IMPLANTABLE PROSTHETIC AND OSTEOSYNTHESIS DEVICES | P09120603 | CANNULATED SCREWS | 5 | YES
P | IMPLANTABLE PROSTHETIC AND OSTEOSYNTHESIS DEVICES | P09120604 | OSTEOSYNTHESIS NAIL-SCREW SYSTEMS | 5 | YES
P | IMPLANTABLE PROSTHETIC AND OSTEOSYNTHESIS DEVICES | P09120605 | INTERFERENCE SCREWS | 5 | YES
P | IMPLANTABLE PROSTHETIC AND OSTEOSYNTHESIS DEVICES | P09120606 | OSTEOSYNTHESIS DEVICES, BIODEGRADABLE SCREWS AND BARS | 5 | YES
P | IMPLANTABLE PROSTHETIC AND OSTEOSYNTHESIS DEVICES | P09120699 | BONE FIXATION SCREWS, TENDON AND LIGAMENT SYNTHESIS SCREWS - OTHER | 5 | YES
P | IMPLANTABLE PROSTHETIC AND OSTEOSYNTHESIS DEVICES | P091280 | OSTEOSYNTHESIS DEVICES, DEVICES FOR TENDON AND LIGAMENT SYNTHESIS - ACCESSORIES | 4 | YES
P | IMPLANTABLE PROSTHETIC AND OSTEOSYNTHESIS DEVICES | P091299 | OSTEOSYNTHESIS DEVICES, DEVICES FOR TENDON AND LIGAMENT SYNTHESIS - OTHER | 4 | YES
P | IMPLANTABLE PROSTHETIC AND OSTEOSYNTHESIS DEVICES | P0913 | ORTHOPAEDIC IMPLANT INSTRUMENTS, SINGLE-USE | 3 | NO
P | IMPLANTABLE PROSTHETIC AND OSTEOSYNTHESIS DEVICES | P091301 | ORTHOPAEDIC IMPLANT REAMERS, SINGLE-USE | 4 | YES
P | IMPLANTABLE PROSTHETIC AND OSTEOSYNTHESIS DEVICES | P091302 | ORTHOPAEDIC IMPLANT BLADES, SINGLE-USE | 4 | YES
P | IMPLANTABLE PROSTHETIC AND OSTEOSYNTHESIS DEVICES | P091303 | ORTHOPAEDIC IMPLANT DRILL BITS, SINGLE-USE | 4 | YES
P | IMPLANTABLE PROSTHETIC AND OSTEOSYNTHESIS DEVICES | P091304 | CRANIAL PERFORATORS, SINGLE-USE | 4 | YES
P | IMPLANTABLE PROSTHETIC AND OSTEOSYNTHESIS DEVICES | P091305 | BONE SAWS, SINGLE-USE | 4 | YES
P | IMPLANTABLE PROSTHETIC AND OSTEOSYNTHESIS DEVICES | P091399 | ORTHOPAEDIC IMPLANT INSTRUMENTS, SINGLE-USE - OTHER | 4 | YES
P | IMPLANTABLE PROSTHETIC AND OSTEOSYNTHESIS DEVICES | P0990 | ORTHOPAEDIC PROSTHESES - VARIOUS | 3 | NO
P | IMPLANTABLE PROSTHETIC AND OSTEOSYNTHESIS DEVICES | P099001 | ORTHOPAEDIC PROSTHESES CEMENTS AND ACCESSORIES FOR MIXING | 4 | YES
P | IMPLANTABLE PROSTHETIC AND OSTEOSYNTHESIS DEVICES | P099002 | ORTHOPAEDIC CEMENT PREPARATION AND APPLICATION DEVICES AND KITS | 4 | YES
P | IMPLANTABLE PROSTHETIC AND OSTEOSYNTHESIS DEVICES | P099003 | ORTHOPAEDIC PROSTHESES FIXING ELEMENTS - NOT OTHERWISE CLASSIFIED | 4 | YES
P | IMPLANTABLE PROSTHETIC AND OSTEOSYNTHESIS DEVICES | P0999 | ORTHOPAEDIC PROSTHESES, OSTEOSYNTHESIS DEVICES, DEVICES FOR TENDON AND LIGAMENT SYNTHESIS - OTHER | 3 | YES
P | IMPLANTABLE PROSTHETIC AND OSTEOSYNTHESIS DEVICES | P10 | EXTRA-VASCULAR SUPPORT PROSTHESES | 2 | NO
P | IMPLANTABLE PROSTHETIC AND OSTEOSYNTHESIS DEVICES | P1001 | LOWER LIMB EXTRAVENOUS VALVE SUPPORT PROSTHESES | 3 | YES
P | IMPLANTABLE PROSTHETIC AND OSTEOSYNTHESIS DEVICES | P1002 | CORONARY BYPASS EXTRAVENOUS SUPPORTS | 3 | YES
P | IMPLANTABLE PROSTHETIC AND OSTEOSYNTHESIS DEVICES | P1099 | EXTRAVASCULAR SUPPORT PROSTHESES - OTHER | 3 | YES
P | IMPLANTABLE PROSTHETIC AND OSTEOSYNTHESIS DEVICES | P90 | IMPLANTABLE PROSTHETIC AND OSTEOSYNTHESIS DEVICES - VARIOUS | 2 | NO
P | IMPLANTABLE PROSTHETIC AND OSTEOSYNTHESIS DEVICES | P9001 | TEMPORARY TISSUE EXPANDERS | 3 | NO
P | IMPLANTABLE PROSTHETIC AND OSTEOSYNTHESIS DEVICES | P900101 | CYLINDRICAL TISSUE EXPANDERS | 4 | YES
P | IMPLANTABLE PROSTHETIC AND OSTEOSYNTHESIS DEVICES | P900102 | ELLIPTICAL TISSUE EXPANDERS | 4 | YES
P | IMPLANTABLE PROSTHETIC AND OSTEOSYNTHESIS DEVICES | P900103 | BREAST TISSUE EXPANDERS | 4 | YES
P | IMPLANTABLE PROSTHETIC AND OSTEOSYNTHESIS DEVICES | P900104 | RECTANGULAR TISSUE EXPANDERS | 4 | YES
P | IMPLANTABLE PROSTHETIC AND OSTEOSYNTHESIS DEVICES | P900105 | ROUND TISSUE EXPANDERS | 4 | YES
P | IMPLANTABLE PROSTHETIC AND OSTEOSYNTHESIS DEVICES | P900106 | SEMILUNAR OR CRESCENT TISSUE EXPANDERS | 4 | YES
P | IMPLANTABLE PROSTHETIC AND OSTEOSYNTHESIS DEVICES | P900199 | TISSUE EXPANDERS - OTHER | 4 | YES
P | IMPLANTABLE PROSTHETIC AND OSTEOSYNTHESIS DEVICES | P9002 | SURGICAL MESHES | 3 | NO
P | IMPLANTABLE PROSTHETIC AND OSTEOSYNTHESIS DEVICES | P900201 | POLYGLYCOLIC ACID AND ASSOCIATIONS MESHES | 4 | YES
P | IMPLANTABLE PROSTHETIC AND OSTEOSYNTHESIS DEVICES | P900202 | POLYPROPYLENE SURGICAL MESHES | 4 | YES
P | IMPLANTABLE PROSTHETIC AND OSTEOSYNTHESIS DEVICES | P900203 | PTFE SURGICAL MESHES | 4 | YES
P | IMPLANTABLE PROSTHETIC AND OSTEOSYNTHESIS DEVICES | P900204 | SURGICAL MESHES, MORE THAN ONE COMPONENT | 4 | YES
P | IMPLANTABLE PROSTHETIC AND OSTEOSYNTHESIS DEVICES | P900205 | POLYESTER SURGICAL MESHES | 4 | YES
P | IMPLANTABLE PROSTHETIC AND OSTEOSYNTHESIS DEVICES | P900206 | METALLIC SURGICAL MESHES | 4 | YES
P | IMPLANTABLE PROSTHETIC AND OSTEOSYNTHESIS DEVICES | P900299 | SURGICAL MESHES - OTHER | 4 | YES
P | IMPLANTABLE PROSTHETIC AND OSTEOSYNTHESIS DEVICES | P9003 | TISSUE PATCHES | 3 | NO
P | IMPLANTABLE PROSTHETIC AND OSTEOSYNTHESIS DEVICES | P900301 | PTFE TISSUE PATCHES | 4 | YES
P | IMPLANTABLE PROSTHETIC AND OSTEOSYNTHESIS DEVICES | P900302 | POLYESTER TISSUE PATCHES | 4 | YES
P | IMPLANTABLE PROSTHETIC AND OSTEOSYNTHESIS DEVICES | P900399 | TISSUE PATCHES - OTHER | 4 | YES
P | IMPLANTABLE PROSTHETIC AND OSTEOSYNTHESIS DEVICES | P9004 | STRUCTURES FILLING, REPLACEMENT AND RECONSTRUCTION DEVICES | 3 | NO
P | IMPLANTABLE PROSTHETIC AND OSTEOSYNTHESIS DEVICES | P900401 | BONE AND TENDON REPLACEMENT DEVICES | 4 | YES
P | IMPLANTABLE PROSTHETIC AND OSTEOSYNTHESIS DEVICES | P900402 | RESORBABLE FILLING AND RECONSTRUCTION DEVICES | 4 | YES
P | IMPLANTABLE PROSTHETIC AND OSTEOSYNTHESIS DEVICES | P900403 | NON-RESORBABLE FILLING AND RECONSTRUCTION DEVICES | 4 | YES
P | IMPLANTABLE PROSTHETIC AND OSTEOSYNTHESIS DEVICES | P900404 | AUTOLOGOUS GRAFT SUPPORTS | 4 | YES
P | IMPLANTABLE PROSTHETIC AND OSTEOSYNTHESIS DEVICES | P9005 | IMPLANTABLE SPACERS FOR PROTECTION DURING RADIATION THERAPY | 3 | YES
P | IMPLANTABLE PROSTHETIC AND OSTEOSYNTHESIS DEVICES | P9006 | IMPLANTABLE MARKERS FOR THERAPEUTIC AND DIAGNOSTIC PROCEDURES | 3 | YES
P | IMPLANTABLE PROSTHETIC AND OSTEOSYNTHESIS DEVICES | P9099 | IMPLANTABLE PROSTHETIC DEVICES - OTHER | 3 | YES
Q | DENTAL, OPHTHALMOLOGIC AND ENT DEVICES | Q | DENTAL, OPHTHALMOLOGIC AND ENT DEVICES | 1 | NO
Q | DENTAL, OPHTHALMOLOGIC AND ENT DEVICES | Q01 | DENTAL DEVICES | 2 | NO
Q | DENTAL, OPHTHALMOLOGIC AND ENT DEVICES | Q0101 | DEVICES FOR CONSERVATIVE DENTISTRY AND ENDODONTICS | 3 | NO
Q | DENTAL, OPHTHALMOLOGIC AND ENT DEVICES | Q010101 | DENTAL RESTORATION DEVICES | 4 | NO
Q | DENTAL, OPHTHALMOLOGIC AND ENT DEVICES | Q01010101 | AMALGAMS FOR RESTORATIVE DENTISTRY | 5 | YES
Q | DENTAL, OPHTHALMOLOGIC AND ENT DEVICES | Q01010102 | TEMPORARY AND PERMANENT DENTAL RESTORATION CEMENTS | 5 | NO
Q | DENTAL, OPHTHALMOLOGIC AND ENT DEVICES | Q0101010201 | DENTAL BASE CEMENTS | 6 | YES
Q | DENTAL, OPHTHALMOLOGIC AND ENT DEVICES | Q0101010202 | ROOT CANAL CEMENTS | 6 | YES
Q | DENTAL, OPHTHALMOLOGIC AND ENT DEVICES | Q0101010203 | TEMPORARY DENTAL CEMENTS | 6 | YES
Q | DENTAL, OPHTHALMOLOGIC AND ENT DEVICES | Q0101010204 | ENDODONTIC SURGERY CEMENTS | 6 | YES
Q | DENTAL, OPHTHALMOLOGIC AND ENT DEVICES | Q0101010299 | TEMPORARY AND PERMANENT DENTAL RESTORATION CEMENTS - OTHER | 6 | YES
Q | DENTAL, OPHTHALMOLOGIC AND ENT DEVICES | Q01010103 | DENTAL RESTORATIVE COMPOSITES | 5 | YES
Q | DENTAL, OPHTHALMOLOGIC AND ENT DEVICES | Q01010104 | DENTAL BONDING AGENTS | 5 | YES
Q | DENTAL, OPHTHALMOLOGIC AND ENT DEVICES | Q01010105 | DENTAL RESTORATION COMPOMERS | 5 | YES
Q | DENTAL, OPHTHALMOLOGIC AND ENT DEVICES | Q01010106 | DENTAL RESTORATION GLASS IONOMERS | 5 | YES
Q | DENTAL, OPHTHALMOLOGIC AND ENT DEVICES | Q01010199 | DENTAL RESTORATION DEVICES - OTHER | 5 | YES
Q | DENTAL, OPHTHALMOLOGIC AND ENT DEVICES | Q010102 | ROOT CANAL FILLING DEVICES | 4 | NO
Q | DENTAL, OPHTHALMOLOGIC AND ENT DEVICES | Q01010201 | ROOT CANAL FILLING DENTAL PASTES | 5 | YES
Q | DENTAL, OPHTHALMOLOGIC AND ENT DEVICES | Q01010202 | ROOT CANAL FILLING DENTAL CEMENTS | 5 | YES
Q | DENTAL, OPHTHALMOLOGIC AND ENT DEVICES | Q01010203 | DENTAL CONES | 5 | YES
Q | DENTAL, OPHTHALMOLOGIC AND ENT DEVICES | Q01010299 | ROOT CANAL FILLING DEVICES - OTHER | 5 | YES
Q | DENTAL, OPHTHALMOLOGIC AND ENT DEVICES | Q010103 | DENTAL IRRIGATION AND MEDICATION DEVICES | 4 | NO
Q | DENTAL, OPHTHALMOLOGIC AND ENT DEVICES | Q01010301 | DENTAL MEDICATION COMPOUNDS WITH DISINFECTANTS, ANTIBIOTICS AND ANTI-INFLAMMATORIES | 5 | YES
Q | DENTAL, OPHTHALMOLOGIC AND ENT DEVICES | Q01010302 | SOLUTIONS FOR CANAL IRRIGATION | 5 | YES
Q | DENTAL, OPHTHALMOLOGIC AND ENT DEVICES | Q01010399 | DENTAL MEDICATION DEVICES - OTHER | 5 | YES
Q | DENTAL, OPHTHALMOLOGIC AND ENT DEVICES | Q010104 | DENTAL PROCEDURE DEVICES - VARIOUS | 4 | NO
Q | DENTAL, OPHTHALMOLOGIC AND ENT DEVICES | Q01010401 | PAPER AND GUTTA-PERCHA TIPS, MATRICES AND WEDGES FOR DENTISTRY | 5 | YES
Q | DENTAL, OPHTHALMOLOGIC AND ENT DEVICES | Q01010402 | ENAMEL-DENTINAL ETCHING MATERIALS | 5 | YES
Q | DENTAL, OPHTHALMOLOGIC AND ENT DEVICES | Q01010403 | DENTAL ABRASIVE AND POLISHING MATERIALS | 5 | YES
Q | DENTAL, OPHTHALMOLOGIC AND ENT DEVICES | Q010105 | RECONSTRUCTION ENDODONTIC PINS | 4 | YES
Q | DENTAL, OPHTHALMOLOGIC AND ENT DEVICES | Q010199 | CONSERVATIVE DENTISTRY AND ENDODONTICS DEVICES - OTHER | 4 | YES
Q | DENTAL, OPHTHALMOLOGIC AND ENT DEVICES | Q0102 | DEVICES FOR PROSTHETIC DENTISTRY | 3 | NO
Q | DENTAL, OPHTHALMOLOGIC AND ENT DEVICES | Q010201 | DENTAL IMPRESSION MATERIALS | 4 | NO
Q | DENTAL, OPHTHALMOLOGIC AND ENT DEVICES | Q01020101 | DENTAL IMPRESSION ALGINATES | 5 | YES
Q | DENTAL, OPHTHALMOLOGIC AND ENT DEVICES | Q01020102 | DENTAL IMPRESSION VINYLSILOXANS | 5 | YES
Q | DENTAL, OPHTHALMOLOGIC AND ENT DEVICES | Q01020103 | DENTAL IMPRESSION POLYETHERS | 5 | YES
Q | DENTAL, OPHTHALMOLOGIC AND ENT DEVICES | Q01020104 | DENTAL IMPRESSION SILICONES | 5 | YES
Q | DENTAL, OPHTHALMOLOGIC AND ENT DEVICES | Q01020199 | DENTAL IMPRESSION MATERIALS - OTHER | 5 | YES
Q | DENTAL, OPHTHALMOLOGIC AND ENT DEVICES | Q010202 | DENTAL CONTACT INDICATORS | 4 | NO
Q | DENTAL, OPHTHALMOLOGIC AND ENT DEVICES | Q01020201 | ARTICULATION PAPERS | 5 | YES
Q | DENTAL, OPHTHALMOLOGIC AND ENT DEVICES | Q01020202 | SPRAY AND LIQUID DENTAL CONTACT INDICATORS | 5 | YES
Q | DENTAL, OPHTHALMOLOGIC AND ENT DEVICES | Q01020203 | OCCLUSAL WAXES | 5 | YES
Q | DENTAL, OPHTHALMOLOGIC AND ENT DEVICES | Q01020299 | DENTAL CONTACT INDICATORS - OTHER | 5 | YES
Q | DENTAL, OPHTHALMOLOGIC AND ENT DEVICES | Q010204 | RETRACTION WIRES AND GINGIVAL RETRACTORS | 4 | YES
Q | DENTAL, OPHTHALMOLOGIC AND ENT DEVICES | Q010205 | PRE-FORMED RESINS AND DENTAL CROWNS | 4 | NO
Q | DENTAL, OPHTHALMOLOGIC AND ENT DEVICES | Q01020501 | DENTISTRY RESINS | 5 | NO
Q | DENTAL, OPHTHALMOLOGIC AND ENT DEVICES | Q0102050101 | TEMPORARY TEETH RESINS | 6 | YES
Q | DENTAL, OPHTHALMOLOGIC AND ENT DEVICES | Q0102050102 | DENTAL REBASING RESINS | 6 | YES
Q | DENTAL, OPHTHALMOLOGIC AND ENT DEVICES | Q0102050199 | DENTISTRY RESINS - OTHER | 6 | YES
Q | DENTAL, OPHTHALMOLOGIC AND ENT DEVICES | Q01020502 | PRE-FORMED DENTAL CROWNS | 5 | YES
Q | DENTAL, OPHTHALMOLOGIC AND ENT DEVICES | Q010206 | DENTAL PROSTHESES (FOR DENTAL IMPLANTS SEE P010201) | 4 | NO
Q | DENTAL, OPHTHALMOLOGIC AND ENT DEVICES | Q01020601 | MOBILE DENTAL PROSTHESES | 5 | YES
Q | DENTAL, OPHTHALMOLOGIC AND ENT DEVICES | Q01020602 | COMBINED DENTAL PROSTHESES | 5 | YES
Q | DENTAL, OPHTHALMOLOGIC AND ENT DEVICES | Q01020603 | SKELETAL DENTAL PROSTHESES | 5 | YES
Q | DENTAL, OPHTHALMOLOGIC AND ENT DEVICES | Q010407 | ORTHODONTIC CEMENTS | 4 | YES
Q | DENTAL, OPHTHALMOLOGIC AND ENT DEVICES | Q010499 | ORTHODONTIC DEVICES - OTHER | 4 | YES
Q | DENTAL, OPHTHALMOLOGIC AND ENT DEVICES | Q0105 | INSTRUMENTS FOR DENTISTRY, SINGLE-USE | 3 | NO
Q | DENTAL, OPHTHALMOLOGIC AND ENT DEVICES | Q010501 | DENTAL BURS AND ABRASIVE DISKS, SINGLE-USE | 4 | YES
Q | DENTAL, OPHTHALMOLOGIC AND ENT DEVICES | Q010502 | DENTAL POLISHING CUPS, SINGLE-USE | 4 | YES
Q | DENTAL, OPHTHALMOLOGIC AND ENT DEVICES | Q010503 | IMPRESSION MATERIAL TRAYS, SINGLE-USE | 4 | YES
Q | DENTAL, OPHTHALMOLOGIC AND ENT DEVICES | Q010504 | DENTISTRY MIRRORS AND STYLETS, SINGLE-USE | 4 | YES
Q | DENTAL, OPHTHALMOLOGIC AND ENT DEVICES | Q010505 | AMALGAM APPLICATORS, SINGLE-USE | 4 | YES
Q | DENTAL, OPHTHALMOLOGIC AND ENT DEVICES | Q010506 | PASTE APPLICATORS, SINGLE-USE | 4 | YES
Q | DENTAL, OPHTHALMOLOGIC AND ENT DEVICES | Q010507 | ENDODONTIC INSTRUMENTS (CANAL ENLARGERS, FILES, RASPS, ETC.), SINGLE-USE | 4 | YES
Q | DENTAL, OPHTHALMOLOGIC AND ENT DEVICES | Q010508 | DENTAL SURGERY INSTRUMENT KITS, SINGLE-USE | 4 | YES
Q | DENTAL, OPHTHALMOLOGIC AND ENT DEVICES | Q010599 | DENTAL INSTRUMENTS, SINGLE-USE - OTHER | 4 | YES
Q | DENTAL, OPHTHALMOLOGIC AND ENT DEVICES | Q0106 | MATERIALS FOR THE PREPARATION OF CUSTOM-MADE DENTAL DEVICES | 3 | NO
Q | DENTAL, OPHTHALMOLOGIC AND ENT DEVICES | Q010601 | DENTAL ALLOYS | 4 | YES
Q | DENTAL, OPHTHALMOLOGIC AND ENT DEVICES | Q010699 | MATERIALS FOR THE PREPARATION OF CUSTOM-MADE DENTAL DEVICES - OTHER | 4 | YES
Q | DENTAL, OPHTHALMOLOGIC AND ENT DEVICES | Q0190 | DENTAL DEVICES - VARIOUS | 3 | NO
Q | DENTAL, OPHTHALMOLOGIC AND ENT DEVICES | Q019001 | SALIVA ASPIRATORS AND SALIVA ABSORBENTS | 4 | YES
Q | DENTAL, OPHTHALMOLOGIC AND ENT DEVICES | Q019002 | DENTISTRY DAMS AND HOOKS, SINGLE-USE | 4 | YES
Q | DENTAL, OPHTHALMOLOGIC AND ENT DEVICES | Q019003 | DENTAL FLOSS AND OTHER DEVICES FOR ORAL HYGIENE (FOR PROFESSIONAL USE) | 4 | YES
Q | DENTAL, OPHTHALMOLOGIC AND ENT DEVICES | Q019004 | DENTAL COTTON ROLLS | 4 | YES
Q | DENTAL, OPHTHALMOLOGIC AND ENT DEVICES | Q019005 | CASTABLE DENTAL POSTS | 4 | YES
Q | DENTAL, OPHTHALMOLOGIC AND ENT DEVICES | Q019006 | DENTAL MATERIAL APPLICATION TIPS AND BRUSHES, SINGLE-USE | 4 | YES
Q | DENTAL, OPHTHALMOLOGIC AND ENT DEVICES | Q019007 | BUCCAL TOPICAL TREATMENT PREPARATIONS NOT INCLUDED IN OTHER CLASSES | 4 | YES
Q | DENTAL, OPHTHALMOLOGIC AND ENT DEVICES | Q019008 | DENTINAL DESENSITISERS | 4 | YES
Q | DENTAL, OPHTHALMOLOGIC AND ENT DEVICES | Q0199 | ODONTOLOGY DEVICES - OTHER | 3 | YES
Q | DENTAL, OPHTHALMOLOGIC AND ENT DEVICES | Q02 | OPHTHALMIC DEVICES | 2 | NO
Q | DENTAL, OPHTHALMOLOGIC AND ENT DEVICES | Q0201 | OPHTHALMIC MICROKNIVES AND CUTTING DEVICES | 3 | NO
Q | DENTAL, OPHTHALMOLOGIC AND ENT DEVICES | Q020101 | OPHTHALMIC MICROKNIVES | 4 | NO
Q | DENTAL, OPHTHALMOLOGIC AND ENT DEVICES | Q02010101 | OPHTHALMIC MICROKNIVES, STRAIGHT | 5 | YES
Q | DENTAL, OPHTHALMOLOGIC AND ENT DEVICES | Q02010102 | OPHTHALMIC MICROKNIVES, ANGLED | 5 | YES
Q | DENTAL, OPHTHALMOLOGIC AND ENT DEVICES | Q02010103 | OPHTHALMIC CALIBRATED MICROKNIVES, PHACO (UPPER SHARPENED BEVEL UP, DOUBLE EDGED, GLAZED) | 5 | YES
Q | DENTAL, OPHTHALMOLOGIC AND ENT DEVICES | Q02010199 | OPHTHALMIC MICROKNIVES - OTHER | 5 | YES
Q | DENTAL, OPHTHALMOLOGIC AND ENT DEVICES | Q020102 | SCLERAL SCALPELS | 4 | YES
Q | DENTAL, OPHTHALMOLOGIC AND ENT DEVICES | Q020199 | OPHTHALMIC CUTTING DEVICES - OTHER | 4 | YES
Q | DENTAL, OPHTHALMOLOGIC AND ENT DEVICES | Q0202 | DEVICES FOR CORNEA EXPLANTATION AND TRANSPLANTATION | 3 | NO
Q | DENTAL, OPHTHALMOLOGIC AND ENT DEVICES | Q020201 | CORNEAL PUNCHES AND TREPHINES, SINGLE-USE | 4 | YES
Q | DENTAL, OPHTHALMOLOGIC AND ENT DEVICES | Q020202 | CORNEAL DRILLS, SINGLE-USE (MECHANICAL AND HAND-ASSISTED) | 4 | YES
Q | DENTAL, OPHTHALMOLOGIC AND ENT DEVICES | Q020203 | CORNEAL MARKERS | 4 | YES
Q | DENTAL, OPHTHALMOLOGIC AND ENT DEVICES | Q020204 | CORNEAL EXPLANTS STORING AND TRANSPORT SUBSTANCES | 4 | YES
Q | DENTAL, OPHTHALMOLOGIC AND ENT DEVICES | Q020299 | CORNEA EXPLANTATION AND TRANSPLANTATION DEVICES - OTHER | 4 | YES
Q | DENTAL, OPHTHALMOLOGIC AND ENT DEVICES | Q0203 | GASEOUS, LIQUID AND VISCOELASTIC FLUIDS FOR OPHTHALMIC SURGERY AND CLINICAL OPHTHALMOLOGY | 3 | NO
Q | DENTAL, OPHTHALMOLOGIC AND ENT DEVICES | Q020301 | OPHTHALMIC SURGERY, GASEOUS FLUIDS | 4 | NO
Q | DENTAL, OPHTHALMOLOGIC AND ENT DEVICES | Q02030101 | INTRAOCULAR FLUORINATED DERIVATIVES | 5 | YES
Q | DENTAL, OPHTHALMOLOGIC AND ENT DEVICES | Q02030199 | OPHTHALMIC SURGERY, GASEOUS FLUIDS – OTHER | 5 | YES
Q | DENTAL, OPHTHALMOLOGIC AND ENT DEVICES | Q020302 | OPHTHALMOLOGY, LIQUID FLUIDS | 4 | NO
Q | DENTAL, OPHTHALMOLOGIC AND ENT DEVICES | Q02030201 | OPHTHALMIC DYES | 5 | YES
Q | DENTAL, OPHTHALMOLOGIC AND ENT DEVICES | Q02030202 | OPHTHALMIC SURGERY, SILICONE OILS, PURE AND COMBINED WITH OTHER SUBSTANCES | 5 | YES
Q | DENTAL, OPHTHALMOLOGIC AND ENT DEVICES | Q02030203 | OPHTHALMIC SURGERY BALANCED SALINE SOLUTIONS | 5 | YES
Q | DENTAL, OPHTHALMOLOGIC AND ENT DEVICES | Q02030204 | CONTACT LENSES STORING AND CLEANING SOLUTIONS | 5 | YES
Q | DENTAL, OPHTHALMOLOGIC AND ENT DEVICES | Q02030205 | OPHTHALMIC SURGERY, PERFLUOROCARBONS PURE AND COMBINED WITH OTHER SUBSTANCES | 5 | YES
Q | DENTAL, OPHTHALMOLOGIC AND ENT DEVICES | Q02030206 | EYE LUBRICANT SOLUTIONS | 5 | YES
Q | DENTAL, OPHTHALMOLOGIC AND ENT DEVICES | Q02030299 | OPHTHALMOLOGY, LIQUID FLUIDS - OTHER | 5 | YES
Q | DENTAL, OPHTHALMOLOGIC AND ENT DEVICES | Q020303 | OPHTHALMOLOGY, VISCOELASTIC FLUIDS | 4 | NO
Q | DENTAL, OPHTHALMOLOGIC AND ENT DEVICES | Q02030301 | OPHTHALMOLOGY, HYALURONIC ACID AND DERIVATIVES | 5 | YES
Q | DENTAL, OPHTHALMOLOGIC AND ENT DEVICES | Q02030399 | OPHTHALMOLOGY, VISCOELASTIC FLUIDS - OTHER | 5 | YES
Q | DENTAL, OPHTHALMOLOGIC AND ENT DEVICES | Q0204 | VITRECTOMY DEVICES | 3 | NO
Q | DENTAL, OPHTHALMOLOGIC AND ENT DEVICES | Q020401 | ANTERIOR VITRECTOMY SETS | 4 | YES
Q | DENTAL, OPHTHALMOLOGIC AND ENT DEVICES | Q020402 | POSTERIOR VITRECTOMY SETS | 4 | YES
Q | DENTAL, OPHTHALMOLOGIC AND ENT DEVICES | Q020403 | OPHTHALMOLOGY LASER THERAPY FIBERS, SINGLE-USE | 4 | NO
Q | DENTAL, OPHTHALMOLOGIC AND ENT DEVICES | Q02040301 | OCULAR ENDOPHOTOCOAGULATION FIBERS, SINGLE-USE | 5 | YES
Q | DENTAL, OPHTHALMOLOGIC AND ENT DEVICES | Q02040302 | OCULAR CYCLOPHOTOCOAGULATION FIBERS, SINGLE-USE | 5 | YES
Q | DENTAL, OPHTHALMOLOGIC AND ENT DEVICES | Q02040399 | OPHTHALMOLOGY LASER THERAPY FIBERS, SINGLE-USE - OTHER | 5 | YES
Q | DENTAL, OPHTHALMOLOGIC AND ENT DEVICES | Q020499 | VITRECTOMY DEVICES - OTHER | 4 | YES
Q | DENTAL, OPHTHALMOLOGIC AND ENT DEVICES | Q0205 | RETINAL DETACHMENT DEVICES | 3 | NO
Q | DENTAL, OPHTHALMOLOGIC AND ENT DEVICES | Q020501 | RETINAL CERCLAGE BANDS | 4 | YES
Q | DENTAL, OPHTHALMOLOGIC AND ENT DEVICES | Q020502 | RETINAL DETACHMENT RAILS | 4 | YES
Q | DENTAL, OPHTHALMOLOGIC AND ENT DEVICES | Q020503 | RETINAL SPONGES | 4 | YES
Q | DENTAL, OPHTHALMOLOGIC AND ENT DEVICES | Q020504 | RETINAL DETACHMENT CLIPS, METALLIC | 4 | YES
Q | DENTAL, OPHTHALMOLOGIC AND ENT DEVICES | Q020599 | RETINAL DETACHMENT DEVICES - OTHER | 4 | YES
Q | DENTAL, OPHTHALMOLOGIC AND ENT DEVICES | Q0206 | PHACOEMULSIFICATION DEVICES | 3 | NO
Q | DENTAL, OPHTHALMOLOGIC AND ENT DEVICES | Q020601 | PHACOEMULSIFICATION SETS | 4 | YES
Q | DENTAL, OPHTHALMOLOGIC AND ENT DEVICES | Q020680 | PHACOEMULSIFICATION DEVICES - ACCESSORIES | 4 | YES
Q | DENTAL, OPHTHALMOLOGIC AND ENT DEVICES | Q020699 | PHACOEMULSIFICATION DEVICES - OTHER | 4 | YES
Q | DENTAL, OPHTHALMOLOGIC AND ENT DEVICES | Q0207 | LACRIMAL DUCT DEVICES | 3 | NO
Q | DENTAL, OPHTHALMOLOGIC AND ENT DEVICES | Q020701 | LACRIMAL DUCT DILATORS | 4 | YES
Q | DENTAL, OPHTHALMOLOGIC AND ENT DEVICES | Q020702 | LACRIMAL DUCT OCCLUDERS | 4 | YES
Q | DENTAL, OPHTHALMOLOGIC AND ENT DEVICES | Q020703 | LACRIMAL DUCT PLUGS | 4 | YES
Q | DENTAL, OPHTHALMOLOGIC AND ENT DEVICES | Q020704 | LACRIMAL TUBES, SETS | 4 | YES
Q | DENTAL, OPHTHALMOLOGIC AND ENT DEVICES | Q020705 | LACRIMAL DYSFUNCTIONS, TESTS | 4 | YES
Q | DENTAL, OPHTHALMOLOGIC AND ENT DEVICES | Q020706 | LACRIMAL TUBES, SILICONE | 4 | YES
Q | DENTAL, OPHTHALMOLOGIC AND ENT DEVICES | Q020799 | LACRIMAL DUCT DEVICES - OTHER | 4 | YES
Q | DENTAL, OPHTHALMOLOGIC AND ENT DEVICES | Q0208 | GLAUCOMA DRAINAGES AND KITS | 3 | YES
Q | DENTAL, OPHTHALMOLOGIC AND ENT DEVICES | Q0209 | STRABISMUS DEVICES | 3 | YES
Q | DENTAL, OPHTHALMOLOGIC AND ENT DEVICES | Q0210 | CORRECTIVE OPTICAL DEVICES | 3 | NO
Q | DENTAL, OPHTHALMOLOGIC AND ENT DEVICES | Q021001 | OPHTHALMIC LENSES | 4 | NO
Q | DENTAL, OPHTHALMOLOGIC AND ENT DEVICES | Q02100101 | ORGANIC OPHTHALMIC LENSES (PLASTIC MATERIALS) | 5 | NO
Q | DENTAL, OPHTHALMOLOGIC AND ENT DEVICES | Q0210010101 | MONOFOCAL ORGANIC OPHTHALMIC LENSES | 6 | YES
Q | DENTAL, OPHTHALMOLOGIC AND ENT DEVICES | Q0210010102 | MULTIFOCAL ORGANIC OPHTHALMIC LENSES (BIFOCAL, TRIFOCAL) | 6 | YES
Q | DENTAL, OPHTHALMOLOGIC AND ENT DEVICES | Q0210010103 | PROGRESSIVE ORGANIC OPHTHALMIC LENSES | 6 | YES
Q | DENTAL, OPHTHALMOLOGIC AND ENT DEVICES | Q0210010199 | ORGANIC OPHTHALMIC LENSES - OTHER | 6 | YES
Q | DENTAL, OPHTHALMOLOGIC AND ENT DEVICES | Q02100102 | MINERAL OPHTHALMIC LENSES (GLASS) | 5 | NO
Q | DENTAL, OPHTHALMOLOGIC AND ENT DEVICES | Q0210010201 | MONOFOCAL MINERAL OPHTHALMIC LENSES | 6 | YES
Q | DENTAL, OPHTHALMOLOGIC AND ENT DEVICES | Q0210010202 | MULTIFOCAL MINERAL OPHTHALMIC LENSES (BIFOCAL, TRIFOCAL) | 6 | YES
Q | DENTAL, OPHTHALMOLOGIC AND ENT DEVICES | Q0210010203 | PROGRESSIVE MINERAL OPHTHALMIC LENSES | 6 | YES
Q | DENTAL, OPHTHALMOLOGIC AND ENT DEVICES | Q0210010299 | MINERAL OPHTHALMIC LENSES - OTHER | 6 | YES
Q | DENTAL, OPHTHALMOLOGIC AND ENT DEVICES | Q021002 | SPECTACLE FRAMES WITHOUT LENSES | 4 | NO
Q | DENTAL, OPHTHALMOLOGIC AND ENT DEVICES | Q02100201 | METAL SPECTACLE FRAMES WITHOUT LENSES | 5 | YES
Q | DENTAL, OPHTHALMOLOGIC AND ENT DEVICES | Q02100202 | PLASTIC SPECTACLE FRAMES WITHOUT LENSES | 5 | YES
Q | DENTAL, OPHTHALMOLOGIC AND ENT DEVICES | Q02100203 | METAL AND PLASTIC SPECTACLE FRAMES WITHOUT LENSES | 5 | YES
Q | DENTAL, OPHTHALMOLOGIC AND ENT DEVICES | Q02100299 | SPECTACLE FRAMES WITHOUT LENSES - OTHER | 5 | YES
Q | DENTAL, OPHTHALMOLOGIC AND ENT DEVICES | Q021003 | READY TO WEAR SPECTACLES | 4 | NO
Q | DENTAL, OPHTHALMOLOGIC AND ENT DEVICES | Q02100301 | READY TO WEAR SPECTACLES WITH ORGANIC LENSES | 5 | NO
Q | DENTAL, OPHTHALMOLOGIC AND ENT DEVICES | Q0210030101 | READY TO WEAR METAL SPECTACLES WITH ORGANIC LENSES | 6 | YES
Q | DENTAL, OPHTHALMOLOGIC AND ENT DEVICES | Q0210030102 | READY TO WEAR PLASTIC SPECTACLES WITH ORGANIC LENSES | 6 | YES
Q | DENTAL, OPHTHALMOLOGIC AND ENT DEVICES | Q0210030103 | READY TO WEAR METAL AND PLASTIC SPECTACLES WITH ORGANIC LENSES | 6 | YES
Q | DENTAL, OPHTHALMOLOGIC AND ENT DEVICES | Q0210030199 | READY TO WEAR SPECTACLES WITH ORGANIC LENSES - OTHER | 6 | YES
Q | DENTAL, OPHTHALMOLOGIC AND ENT DEVICES | Q02100302 | READY TO WEAR SPECTACLES WITH MINERAL LENSES | 5 | NO
Q | DENTAL, OPHTHALMOLOGIC AND ENT DEVICES | Q0210030201 | READY TO WEAR METAL SPECTACLES WITH MINERAL LENSES | 6 | YES
Q | DENTAL, OPHTHALMOLOGIC AND ENT DEVICES | Q0210030202 | READY TO WEAR PLASTIC SPECTACLES WITH MINERAL LENSES | 6 | YES
Q | DENTAL, OPHTHALMOLOGIC AND ENT DEVICES | Q0210030203 | READY TO WEAR METAL AND PLASTIC SPECTACLES WITH MINERAL LENSES | 6 | YES
Q | DENTAL, OPHTHALMOLOGIC AND ENT DEVICES | Q0210030299 | READY TO WEAR SPECTACLES WITH MINERAL LENSES - OTHER | 6 | YES
Q | DENTAL, OPHTHALMOLOGIC AND ENT DEVICES | Q021004 | CONTACT LENSES | 4 | NO
Q | DENTAL, OPHTHALMOLOGIC AND ENT DEVICES | Q02100401 | CONTACT LENSES - HYDROGEL | 5 | NO
Q | DENTAL, OPHTHALMOLOGIC AND ENT DEVICES | Q0210040101 | CONTACT LENSES - HYDROGEL, SINGLE-USE | 6 | NO
Q | DENTAL, OPHTHALMOLOGIC AND ENT DEVICES | Q021004010101 | CONTACT LENSES - HYDROGEL, DAILY SINGLE-USE | 7 | YES
Q | DENTAL, OPHTHALMOLOGIC AND ENT DEVICES | Q021004010102 | CONTACT LENSES - HYDROGEL, EXTENDED SINGLE-USE | 7 | YES
Q | DENTAL, OPHTHALMOLOGIC AND ENT DEVICES | Q0210040102 | CONTACT LENSES - HYDROGEL, REUSABLE | 6 | YES
Q | DENTAL, OPHTHALMOLOGIC AND ENT DEVICES | Q02100402 | CONTACT LENSES - NON HYDROGEL | 5 | YES
Q | DENTAL, OPHTHALMOLOGIC AND ENT DEVICES | Q02100499 | CONTACT LENSES - OTHER | 5 | YES
Q | DENTAL, OPHTHALMOLOGIC AND ENT DEVICES | Q021099 | CORRECTIVE OPTICAL DEVICES - OTHER | 4 | YES
Q | DENTAL, OPHTHALMOLOGIC AND ENT DEVICES | Q0211 | OPHTHALMIC SURGERY INSTRUMENTS, SINGLE-USE | 3 | NO
Q | DENTAL, OPHTHALMOLOGIC AND ENT DEVICES | Q021101 | OCCULAR IRRIGATION AND ASPIRATION CANNULAS, SINGLE-USE | 4 | YES
Q | DENTAL, OPHTHALMOLOGIC AND ENT DEVICES | Q021102 | OPHTHALMIC SURGERY FORCEPS, SINGLE-USE | 4 | YES
Q | DENTAL, OPHTHALMOLOGIC AND ENT DEVICES | Q021103 | OPHTHALMIC SURGERY SCISSORS, SINGLE-USE | 4 | YES
Q | DENTAL, OPHTHALMOLOGIC AND ENT DEVICES | Q021104 | OPHTHALMIC SURGERY MANIPULATORS, SINGLE-USE | 4 | YES
Q | DENTAL, OPHTHALMOLOGIC AND ENT DEVICES | Q021105 | OPHTHALMIC SURGERY NEEDLE HOLDERS, SINGLE-USE | 4 | YES
Q | DENTAL, OPHTHALMOLOGIC AND ENT DEVICES | Q021106 | OPHTHALMIC SURGERY DILATORS, SINGLE-USE | 4 | YES
Q | DENTAL, OPHTHALMOLOGIC AND ENT DEVICES | Q021107 | OPHTHALMIC SURGERY RETRACTORS, SINGLE-USE | 4 | YES
Q | DENTAL, OPHTHALMOLOGIC AND ENT DEVICES | Q021108 | OPHTHALMIC SURGERY PROBES, SINGLE-USE | 4 | YES
Q | DENTAL, OPHTHALMOLOGIC AND ENT DEVICES | Q021109 | OPHTHALMIC SURGERY SPATULAS, SINGLE-USE | 4 | YES
Q | DENTAL, OPHTHALMOLOGIC AND ENT DEVICES | Q021110 | OPHTHALMIC SURGERY SPOONS, SINGLE-USE | 4 | YES
Q | DENTAL, OPHTHALMOLOGIC AND ENT DEVICES | Q021111 | OCULAR IMPLANT INSTRUMENTS, SINGLE-USE | 4 | YES
Q | DENTAL, OPHTHALMOLOGIC AND ENT DEVICES | Q021112 | OCULAR ADNEXA INSTRUMENTS, SINGLE-USE | 4 | YES
Q | DENTAL, OPHTHALMOLOGIC AND ENT DEVICES | Q021113 | OPHTHALMIC SURGERY INSTRUMENT KITS, SINGLE-USE | 4 | YES
Q | DENTAL, OPHTHALMOLOGIC AND ENT DEVICES | Q021199 | OPHTHALMIC SURGERY INSTRUMENTS, SINGLE-USE - OTHER | 4 | YES
Q | DENTAL, OPHTHALMOLOGIC AND ENT DEVICES | Q0290 | OPHTHALMIC DEVICES - VARIOUS | 3 | NO
Q | DENTAL, OPHTHALMOLOGIC AND ENT DEVICES | Q029001 | RIGID MONOCULAR MASKS | 4 | YES
Q | DENTAL, OPHTHALMOLOGIC AND ENT DEVICES | Q029002 | OPHTHALMOLOGICAL DIAGNOSTIC ELECTRODES, SINGLE-USE | 4 | YES
Q | DENTAL, OPHTHALMOLOGIC AND ENT DEVICES | Q029003 | CORNEAL PROTECTION MECHANICAL DEVICES | 4 | YES
Q | DENTAL, OPHTHALMOLOGIC AND ENT DEVICES | Q0299 | OPHTHALMIC DEVICES - OTHER | 3 | YES
Q | DENTAL, OPHTHALMOLOGIC AND ENT DEVICES | Q03 | ENT DEVICES | 2 | NO
Q | DENTAL, OPHTHALMOLOGIC AND ENT DEVICES | Q0301 | NASOPHARYNGEAL DEVICES | 3 | NO
Q | DENTAL, OPHTHALMOLOGIC AND ENT DEVICES | Q030101 | TURBINATE REDUCTION DEVICES | 4 | NO
Q | DENTAL, OPHTHALMOLOGIC AND ENT DEVICES | Q03010101 | RADIOFREQUENCY TURBINATE REDUCTION DEVICES | 5 | YES
Q | DENTAL, OPHTHALMOLOGIC AND ENT DEVICES | Q03010199 | DEVICES FOR TURBINATE REDUCTION - OTHER | 5 | YES
Q | DENTAL, OPHTHALMOLOGIC AND ENT DEVICES | Q030102 | ANTISNORING AND OBSTRUCTIVE SLEEP APNOEA DEVICES | 4 | NO
Q | DENTAL, OPHTHALMOLOGIC AND ENT DEVICES | Q03010201 | RADIOFREQUENCY ANTISNORING AND OBSTRUCTIVE SLEEP APNOEA DEVICES | 5 | YES
Q | DENTAL, OPHTHALMOLOGIC AND ENT DEVICES | Q03010299 | ANTISNORING AND OBSTRUCTIVE SLEEP APNOEA DEVICES - OTHER | 5 | YES
Q | DENTAL, OPHTHALMOLOGIC AND ENT DEVICES | Q030103 | NASAL IRRIGATION SOLUTIONS | 4 | YES
Q | DENTAL, OPHTHALMOLOGIC AND ENT DEVICES | Q030199 | NASOPHARYNGEAL DEVICES - OTHER | 4 | YES
Q | DENTAL, OPHTHALMOLOGIC AND ENT DEVICES | Q0302 | EPISTAXIS DEVICES | 3 | NO
Q | DENTAL, OPHTHALMOLOGIC AND ENT DEVICES | Q030201 | EPISTAXIS CATHETERS | 4 | YES
Q | DENTAL, OPHTHALMOLOGIC AND ENT DEVICES | Q030299 | EPISTAXIS DEVICES - OTHER | 4 | YES
Q | DENTAL, OPHTHALMOLOGIC AND ENT DEVICES | Q0303 | ENT SURGERY INSTRUMENTS, SINGLE-USE | 3 | NO
Q | DENTAL, OPHTHALMOLOGIC AND ENT DEVICES | Q030301 | ENT SURGERY BLADES, SINGLE-USE | 4 | YES
Q | DENTAL, OPHTHALMOLOGIC AND ENT DEVICES | Q030302 | ENT SURGERY BURS AND HANDPIECES, SINGLE-USE | 4 | YES
Q | DENTAL, OPHTHALMOLOGIC AND ENT DEVICES | Q030303 | NASAL MIRRORS, SINGLE-USE | 4 | YES
Q | DENTAL, OPHTHALMOLOGIC AND ENT DEVICES | Q030304 | ENT SURGERY FORCEPS, SINGLE-USE | 4 | YES
Q | DENTAL, OPHTHALMOLOGIC AND ENT DEVICES | Q030305 | ENT SURGERY SCISSORS, SINGLE-USE | 4 | YES
Q | DENTAL, OPHTHALMOLOGIC AND ENT DEVICES | Q030306 | ENT SURGERY CURETTES, SINGLE-USE | 4 | YES
Q | DENTAL, OPHTHALMOLOGIC AND ENT DEVICES | Q030307 | ENT SURGERY DISSECTORS, SINGLE-USE | 4 | YES
Q | DENTAL, OPHTHALMOLOGIC AND ENT DEVICES | Q030308 | ENT SURGERY DILATORS, SINGLE-USE | 4 | YES
Q | DENTAL, OPHTHALMOLOGIC AND ENT DEVICES | Q030309 | ADENOTOMES, SINGLE-USE | 4 | YES
Q | DENTAL, OPHTHALMOLOGIC AND ENT DEVICES | Q030310 | ENT SURGERY HOOKS, SINGLE-USE | 4 | YES
Q | DENTAL, OPHTHALMOLOGIC AND ENT DEVICES | Q030311 | ENT SURGERY RASPS AND FILES, SINGLE-USE | 4 | YES
Q | DENTAL, OPHTHALMOLOGIC AND ENT DEVICES | Q030312 | ENT SURGERY SPATULAS, SINGLE-USE | 4 | YES
Q | DENTAL, OPHTHALMOLOGIC AND ENT DEVICES | Q030313 | ENT SURGERY PROBES, SINGLE-USE | 4 | YES
Q | DENTAL, OPHTHALMOLOGIC AND ENT DEVICES | Q030314 | ENT SURGERY SPOONS, SINGLE-USE | 4 | YES
Q | DENTAL, OPHTHALMOLOGIC AND ENT DEVICES | Q030315 | ENT SURGERY MANIPULATORS, SINGLE-USE | 4 | YES
Q | DENTAL, OPHTHALMOLOGIC AND ENT DEVICES | Q030316 | ENT SURGERY INSTRUMENT KITS NOT INCLUDED IN OTHER CLASSES, SINGLE-USE | 4 | YES
Q | DENTAL, OPHTHALMOLOGIC AND ENT DEVICES | Q030399 | INSTRUMENTS FOR ENT SURGERY, SINGLE-USE - OTHER | 4 | YES
Q | DENTAL, OPHTHALMOLOGIC AND ENT DEVICES | Q0304 | OTOLOGY DEVICES | 3 | NO
Q | DENTAL, OPHTHALMOLOGIC AND ENT DEVICES | Q030401 | EAR DRAINAGE AND VENTILATION DEVICES | 4 | NO
Q | DENTAL, OPHTHALMOLOGIC AND ENT DEVICES | Q03040101 | EAR DRAINAGE AND VENTILATION CATHETERS AND CANNULAS | 5 | YES
Q | DENTAL, OPHTHALMOLOGIC AND ENT DEVICES | Q03040102 | ENDOLYMPHATIC SHUNTS | 5 | YES
Q | DENTAL, OPHTHALMOLOGIC AND ENT DEVICES | Q03040199 | EAR DRAINAGE AND VENTILATION DEVICES - OTHER | 5 | YES
Q | DENTAL, OPHTHALMOLOGIC AND ENT DEVICES | Q030402 | EAR IRRIGATION DEVICES | 4 | NO
Q | DENTAL, OPHTHALMOLOGIC AND ENT DEVICES | Q03040201 | EAR DROPPERS | 5 | YES
Q | DENTAL, OPHTHALMOLOGIC AND ENT DEVICES | Q03040299 | EAR IRRIGATION DEVICES - OTHER | 5 | YES
Q | DENTAL, OPHTHALMOLOGIC AND ENT DEVICES | Q030499 | OTOLOGY DEVICES - OTHER | 4 | YES
Q | DENTAL, OPHTHALMOLOGIC AND ENT DEVICES | Q0399 | ENT DEVICES - OTHER | 3 | YES
R | RESPIRATORY AND ANAESTHESIA DEVICES | R | RESPIRATORY AND ANAESTHESIA DEVICES | 1 | NO
R | RESPIRATORY AND ANAESTHESIA DEVICES | R01 | INTUBATION DEVICES | 2 | NO
R | RESPIRATORY AND ANAESTHESIA DEVICES | R0101 | NASO-OROPHARYNGEAL TUBES | 3 | NO
R | RESPIRATORY AND ANAESTHESIA DEVICES | R010101 | NASOPHARYNGEAL TUBES | 4 | YES
R | RESPIRATORY AND ANAESTHESIA DEVICES | R010102 | GUEDEL AIRWAY TUBES | 4 | YES
R | RESPIRATORY AND ANAESTHESIA DEVICES | R010199 | NASO-OROPHARYNGEAL TUBES - OTHER | 4 | YES
R | RESPIRATORY AND ANAESTHESIA DEVICES | R0102 | LARYNGEAL MASKS AND TUBES | 3 | NO
R | RESPIRATORY AND ANAESTHESIA DEVICES | R010201 | LARYNGEAL MASKS | 4 | NO
R | RESPIRATORY AND ANAESTHESIA DEVICES | R01020101 | LARYNGEAL MASKS, SINGLE-LUMEN | 5 | YES
R | RESPIRATORY AND ANAESTHESIA DEVICES | R01020102 | LARYNGEAL MASKS, DOUBLE-LUMEN | 5 | YES
R | RESPIRATORY AND ANAESTHESIA DEVICES | R01020199 | LARYNGEAL MASKS - OTHER | 5 | YES
R | RESPIRATORY AND ANAESTHESIA DEVICES | R010202 | LARYNGEAL TUBES | 4 | YES
R | RESPIRATORY AND ANAESTHESIA DEVICES | R010203 | LARYNGEAL KITS | 4 | YES
R | RESPIRATORY AND ANAESTHESIA DEVICES | R010280 | LARYNGEAL MASKS AND TUBES - ACCESSORIES | 4 | YES
R | RESPIRATORY AND ANAESTHESIA DEVICES | R010299 | LARYNGEAL MASKS AND TUBES - OTHER | 4 | YES
R | RESPIRATORY AND ANAESTHESIA DEVICES | R0103 | ENDOTRACHEAL TUBES | 3 | NO
R | RESPIRATORY AND ANAESTHESIA DEVICES | R010301 | ENDOTRACHEAL TUBES, CUFFLESS | 4 | NO
R | RESPIRATORY AND ANAESTHESIA DEVICES | R01030101 | ENDOTRACHEAL TUBES, CUFFLESS, NOT REINFORCED | 5 | YES
R | RESPIRATORY AND ANAESTHESIA DEVICES | R01030102 | ENDOTRACHEAL TUBES, CUFFLESS, REINFORCED | 5 | YES
R | RESPIRATORY AND ANAESTHESIA DEVICES | R010302 | ENDOTRACHEAL TUBES, CUFFED | 4 | NO
R | RESPIRATORY AND ANAESTHESIA DEVICES | R01030201 | ENDOTRACHEAL TUBES, CUFFED, NOT REINFORCED | 5 | YES
R | RESPIRATORY AND ANAESTHESIA DEVICES | R01030202 | ENDOTRACHEAL TUBES, CUFFED, REINFORCED | 5 | YES
R | RESPIRATORY AND ANAESTHESIA DEVICES | R010380 | ENDOTRACHEAL TUBES - ACCESSORIES | 4 | NO
R | RESPIRATORY AND ANAESTHESIA DEVICES | R01038001 | ENDOTRACHEAL TUBE CUFFS INFLATION SYSTEMS | 5 | YES
R | RESPIRATORY AND ANAESTHESIA DEVICES | R01038099 | ENDOTRACHEAL TUBES - ACCESSORIES NOT INCLUDED IN OTHER CLASSES | 5 | YES
R | RESPIRATORY AND ANAESTHESIA DEVICES | R010399 | ENDOTRACHEAL TUBES - OTHER | 4 | YES
R | RESPIRATORY AND ANAESTHESIA DEVICES | R0104 | ONE LUNG VENTILATION DEVICES (OLV) | 3 | NO
R | RESPIRATORY AND ANAESTHESIA DEVICES | R010401 | ENDOBRONCHIAL DOUBLE LUMEN TUBES, RIGHT | 4 | NO
R | RESPIRATORY AND ANAESTHESIA DEVICES | R01040102 | ENDOBRONCHIAL OROPHARYNGEAL TUBES, RIGHT | 5 | YES
R | RESPIRATORY AND ANAESTHESIA DEVICES | R01040103 | ENDOBRONCHIAL TUBES, RIGHT, TRACHEOSTOMY | 5 | YES
R | RESPIRATORY AND ANAESTHESIA DEVICES | R01040199 | ENDOBRONCHIAL TUBES, RIGHT - OTHER | 5 | YES
R | RESPIRATORY AND ANAESTHESIA DEVICES | R010402 | ENDOBRONCHIAL DOUBLE LUMEN TUBES, LEFT | 4 | NO
R | RESPIRATORY AND ANAESTHESIA DEVICES | R01040202 | ENDOBRONCHIAL OROPHARYNGEAL TUBES, LEFT | 5 | YES
R | RESPIRATORY AND ANAESTHESIA DEVICES | R01040203 | ENDOBRONCHIAL TUBES, LEFT, TRACHEOSTOMY | 5 | YES
R | RESPIRATORY AND ANAESTHESIA DEVICES | R01040299 | ENDOBRONCHIAL TUBES, LEFT - OTHER | 5 | YES
R | RESPIRATORY AND ANAESTHESIA DEVICES | R010403 | ENDOBRONCHIAL BLOCKERS | 4 | YES
R | RESPIRATORY AND ANAESTHESIA DEVICES | R010404 | SINGLE LUMEN TUBES EQUIPPED WITH AN ENDOBRONCHIAL BLOCKER | 4 | YES
R | RESPIRATORY AND ANAESTHESIA DEVICES | R010480 | ONE LUNG VENTILATION DEVICES (OLV) - ACCESSORIES | 4 | YES
R | RESPIRATORY AND ANAESTHESIA DEVICES | R010499 | ONE LUNG VENTILATION DEVICES (OLV) - OTHER | 4 | YES
R | RESPIRATORY AND ANAESTHESIA DEVICES | R0105 | TRACHEOSTOMY AND LARINGECTOMY CANNULAS | 3 | NO
R | RESPIRATORY AND ANAESTHESIA DEVICES | R010501 | TRACHEOSTOMY AND LARINGECTOMY CANNULAS AND KITS, UNCUFFED | 4 | NO
R | RESPIRATORY AND ANAESTHESIA DEVICES | R01050101 | TRACHEOSTOMY CANNULAS, CUFFLESS, NOT REINFORCED, AND KITS | 5 | NO
R | RESPIRATORY AND ANAESTHESIA DEVICES | R0105010101 | TRACHEOSTOMIC CANNULAS, CUFFLESS, NOT REINFORCED, WITH FIXED FLANGE, AND KITS | 6 | YES
R | RESPIRATORY AND ANAESTHESIA DEVICES | R0105010102 | TRACHEOSTOMIC CANNULAS, CUFFLESS, NOT REINFORCED, WITH ADJUSTABLE FLANGE, AND KITS | 6 | YES
R | RESPIRATORY AND ANAESTHESIA DEVICES | R01050102 | TRACHEOSTOMIC CANNULAS, CUFFLESS, REINFORCED, AND KITS | 5 | NO
R | RESPIRATORY AND ANAESTHESIA DEVICES | R0105010201 | TRACHEOSTOMIC CANNULAS, CUFFLESS, REINFORCED, WITH FIXED FLANGE, AND KITS | 6 | YES
R | RESPIRATORY AND ANAESTHESIA DEVICES | R0105010202 | TRACHEOSTOMIC CANNULAS, CUFFLESS, REINFORCED, WITH ADJUSTABLE FLANGE, AND KITS | 6 | YES
R | RESPIRATORY AND ANAESTHESIA DEVICES | R010502 | TRACHEOSTOMY AND LARINGECTOMY CANNULAS AND KITS, CUFFED | 4 | NO
R | RESPIRATORY AND ANAESTHESIA DEVICES | R01050201 | TRACHEOSTOMY CANNULAS, CUFFED, NOT REINFORCED, AND KITS | 5 | NO
R | RESPIRATORY AND ANAESTHESIA DEVICES | R0105020101 | TRACHEOSTOMIC CANNULAS, CUFFED, NOT REINFORCED, WITH FIXED FLANGE, AND KITS | 6 | YES
R | RESPIRATORY AND ANAESTHESIA DEVICES | R0105020102 | TRACHEOSTOMIC CANNULAS, CUFFED, NOT REINFORCED, WITH ADJUSTABLE FLANGE, AND KITS | 6 | YES
R | RESPIRATORY AND ANAESTHESIA DEVICES | R01050202 | TRACHEOSTOMY CANNULAS, CUFFED, REINFORCED, AND KITS | 5 | NO
R | RESPIRATORY AND ANAESTHESIA DEVICES | R0105020201 | TRACHEOSTOMIC CANNULAS, CUFFED, REINFORCED, WITH FIXED FLANGE, AND KITS | 6 | YES
R | RESPIRATORY AND ANAESTHESIA DEVICES | R0105020202 | TRACHEOSTOMIC CANNULAS, CUFFED, REINFORCED, WITH ADJUSTABLE FLANGE, AND KITS | 6 | YES
R | RESPIRATORY AND ANAESTHESIA DEVICES | R010503 | TRACHEOSTOMY INNER CANNULAS | 4 | YES
R | RESPIRATORY AND ANAESTHESIA DEVICES | R010580 | TRACHEOSTOMY AND LARINGECTOMY CANNULAS - ACCESSORIES | 4 | NO
R | RESPIRATORY AND ANAESTHESIA DEVICES | R01058001 | TRACHEOSTOMIC CANNULAS SUPPORTS | 5 | YES
R | RESPIRATORY AND ANAESTHESIA DEVICES | R01058002 | TRACHEOSTOMY FILTERS | 5 | YES
R | RESPIRATORY AND ANAESTHESIA DEVICES | R01058099 | TRACHEOSTOMY AND LARYNGECTOMY CANNULAS - VARIOUS ACCESSORIES | 5 | YES
R | RESPIRATORY AND ANAESTHESIA DEVICES | R010599 | TRACHEOSTOMY AND LARYNGECTOMY CANNULAS - OTHER | 4 | YES
R | RESPIRATORY AND ANAESTHESIA DEVICES | R0106 | PERCUTANEOUS TRACHEOSTOMY KITS | 3 | NO
R | RESPIRATORY AND ANAESTHESIA DEVICES | R010601 | CIAGLIA TRACHEOSTOMY KITS | 4 | YES
R | RESPIRATORY AND ANAESTHESIA DEVICES | R010602 | FANTONI TRACHEOSTOMY KITS | 4 | YES
R | RESPIRATORY AND ANAESTHESIA DEVICES | R010603 | GRIGGS TRACHEOSTOMY KITS | 4 | YES
R | RESPIRATORY AND ANAESTHESIA DEVICES | R010604 | SELDINGER TRACHEOSTOMY KITS | 4 | YES
R | RESPIRATORY AND ANAESTHESIA DEVICES | R010699 | PERCUTANEOUS TRACHEOSTOMY KITS - OTHER | 4 | YES
R | RESPIRATORY AND ANAESTHESIA DEVICES | R0180 | INTUBATION DEVICES - ACCESSORIES NOT INCLUDED IN OTHER CLASSES | 3 | NO
R | RESPIRATORY AND ANAESTHESIA DEVICES | R018001 | INTUBATION DEVICE SPINDLES | 4 | YES
R | RESPIRATORY AND ANAESTHESIA DEVICES | R018002 | INTUBATION DEVICE SUPPORTS | 4 | YES
R | RESPIRATORY AND ANAESTHESIA DEVICES | R018003 | CARBON DIOXIDE ABSORBERS | 4 | YES
R | RESPIRATORY AND ANAESTHESIA DEVICES | R018004 | INTUBATION DEVICE GUIDES | 4 | YES
R | RESPIRATORY AND ANAESTHESIA DEVICES | R018099 | INTUBATION DEVICES - ACCESSORIES NOT INCLUDED IN OTHER CLASSES - OTHER | 4 | YES
R | RESPIRATORY AND ANAESTHESIA DEVICES | R0199 | INTUBATION DEVICES - OTHER | 3 | YES
R | RESPIRATORY AND ANAESTHESIA DEVICES | R02 | BREATHING CIRCUITS AND CATHETER MOUNTS | 2 | NO
R | RESPIRATORY AND ANAESTHESIA DEVICES | R0201 | RESPIRATORY CIRCUITS AND KITS | 3 | NO
R | RESPIRATORY AND ANAESTHESIA DEVICES | R020101 | STANDARD BREATHING CIRCUITS | 4 | NO
R | RESPIRATORY AND ANAESTHESIA DEVICES | R02010101 | BREATHING CIRCUITS, W/O WATER TRAP | 5 | YES
R | RESPIRATORY AND ANAESTHESIA DEVICES | R02010102 | BREATHING CIRCUITS, WITH WATER TRAP | 5 | YES
R | RESPIRATORY AND ANAESTHESIA DEVICES | R02010199 | STANDARD BREATHING CIRCUITS - OTHER | 5 | YES
R | RESPIRATORY AND ANAESTHESIA DEVICES | R020102 | COAXIAL BREATHING CIRCUITS | 4 | YES
R | RESPIRATORY AND ANAESTHESIA DEVICES | R020103 | INSULATED BREATHING CIRCUITS | 4 | YES
R | RESPIRATORY AND ANAESTHESIA DEVICES | R020104 | CPAP AND NIV BREATHING CIRCUITS | 4 | NO
R | RESPIRATORY AND ANAESTHESIA DEVICES | R02010401 | CPAP CIRCUITS | 5 | YES
R | RESPIRATORY AND ANAESTHESIA DEVICES | R02010402 | NIV CIRCUITS | 5 | YES
R | RESPIRATORY AND ANAESTHESIA DEVICES | R020106 | IPPB CIRCUITS | 4 | YES
R | RESPIRATORY AND ANAESTHESIA DEVICES | R020107 | THERMOREGULATED BREATHING CIRCUITS | 4 | YES
R | RESPIRATORY AND ANAESTHESIA DEVICES | R020108 | RESPIRATORY GAS MONITORING AND SAMPLING CIRCUITS AND KITS | 4 | YES
R | RESPIRATORY AND ANAESTHESIA DEVICES | R020109 | SPIROMETRY CIRCUITS AND KITS | 4 | YES
R | RESPIRATORY AND ANAESTHESIA DEVICES | R020199 | BREATHING CIRCUITS AND KITS - OTHER | 4 | YES
R | RESPIRATORY AND ANAESTHESIA DEVICES | R0202 | CATHETER MOUNTS | 3 | NO
R | RESPIRATORY AND ANAESTHESIA DEVICES | R020201 | FIXED CATHETER MOUNTS | 4 | YES
R | RESPIRATORY AND ANAESTHESIA DEVICES | R020202 | MOBILE CATHETER MOUNTS | 4 | YES
R | RESPIRATORY AND ANAESTHESIA DEVICES | R020299 | MOUNT CATHETERS - OTHER | 4 | YES
R | RESPIRATORY AND ANAESTHESIA DEVICES | R0203 | ANAESTHESIA AND RESUSCITATION CONNECTORS | 3 | NO
R | RESPIRATORY AND ANAESTHESIA DEVICES | R020301 | RESPIRATORY CIRCUITS CONNECTION PIPES | 4 | YES
R | RESPIRATORY AND ANAESTHESIA DEVICES | R020302 | RESPIRATORY CIRCUITS ADAPTERS AND CONNECTORS | 4 | YES
R | RESPIRATORY AND ANAESTHESIA DEVICES | R020399 | ANESTHESIA AND RESUSCITATION CONNECTORS - OTHER | 4 | YES
R | RESPIRATORY AND ANAESTHESIA DEVICES | R0280 | BREATHING CIRCUITS AND CATHETER MOUNTS - ACCESSORIES | 3 | NO
R | RESPIRATORY AND ANAESTHESIA DEVICES | R028001 | RESPIRATORY CIRCUITS VALVES | 4 | YES
R | RESPIRATORY AND ANAESTHESIA DEVICES | R028002 | RESPIRATORY CIRCUITS SUPPORTS | 4 | YES
R | RESPIRATORY AND ANAESTHESIA DEVICES | R028003 | RESPIRATORY CIRCUITS WATER TRAPS | 4 | YES
R | RESPIRATORY AND ANAESTHESIA DEVICES | R028099 | RESPIRATORY CIRCUITS AND MOUNT CATHETERS - ACCESSORIES NOT INCLUDED IN OTHER CLASSES | 4 | YES
R | RESPIRATORY AND ANAESTHESIA DEVICES | R03 | RESPIRATORY MASKS AND BALLOONS, SINGLE-USE AND REUSABLE | 2 | NO
R | RESPIRATORY AND ANAESTHESIA DEVICES | R0301 | RESPIRATORY MASKS | 3 | NO
R | RESPIRATORY AND ANAESTHESIA DEVICES | R030101 | VENTILATION MASKS | 4 | NO
R | RESPIRATORY AND ANAESTHESIA DEVICES | R03010101 | ANAESTHETIC FACE MASKS | 5 | YES
R | RESPIRATORY AND ANAESTHESIA DEVICES | R03010102 | CPAP AND NIV MASKS | 5 | NO
R | RESPIRATORY AND ANAESTHESIA DEVICES | R0301010201 | CPAP MASKS | 6 | YES
R | RESPIRATORY AND ANAESTHESIA DEVICES | R0301010202 | NIV MASKS | 6 | YES
R | RESPIRATORY AND ANAESTHESIA DEVICES | R03010104 | CPAP AND NIV HELMETS AND KITS | 5 | NO
R | RESPIRATORY AND ANAESTHESIA DEVICES | R0301010401 | CPAP HELMETS AND KITS | 6 | YES
R | RESPIRATORY AND ANAESTHESIA DEVICES | R0301010402 | NIV HELMETS AND KITS | 6 | YES
R | RESPIRATORY AND ANAESTHESIA DEVICES | R03010180 | ARTIFICIAL VENTILATION MASKS - ACCESSORIES | 5 | YES
R | RESPIRATORY AND ANAESTHESIA DEVICES | R03010199 | VENTILATION MASKS - OTHER | 5 | YES
R | RESPIRATORY AND ANAESTHESIA DEVICES | R030102 | AIR/OXYGEN MASKS AND NASAL CANNULAS | 4 | NO
R | RESPIRATORY AND ANAESTHESIA DEVICES | R03010201 | AIR/OXYGEN MASKS | 5 | YES
R | RESPIRATORY AND ANAESTHESIA DEVICES | R03010202 | VENTURI MASKS | 5 | YES
R | RESPIRATORY AND ANAESTHESIA DEVICES | R03010203 | OXYGEN THERAPY NASAL CANNULAS | 5 | NO
R | RESPIRATORY AND ANAESTHESIA DEVICES | R0301020301 | OXYGEN THERAPY STANDARD NASAL CANNULAS (GOGGLES) | 6 | YES
R | RESPIRATORY AND ANAESTHESIA DEVICES | R0301020302 | HIGH FLOW THERAPY NASAL CANNULAS (HFNC) | 6 | YES
R | RESPIRATORY AND ANAESTHESIA DEVICES | R03010204 | OXYGEN ADMINISTRATION TUBINGS | 5 | YES
R | RESPIRATORY AND ANAESTHESIA DEVICES | R03010205 | TRACHEOSTOMY O2 SUPPLIERS | 5 | YES
R | RESPIRATORY AND ANAESTHESIA DEVICES | R03010206 | MASKS WITH RESERVOIR | 5 | YES
R | RESPIRATORY AND ANAESTHESIA DEVICES | R03010207 | OXYGEN THERAPY KITS | 5 | YES
R | RESPIRATORY AND ANAESTHESIA DEVICES | R03010280 | OXYGEN THERAPY MASKS AND NASAL CANNULAS - ACCESSORIES | 5 | YES
R | RESPIRATORY AND ANAESTHESIA DEVICES | R03010299 | OXYGEN THERAPY MASKS AND NASAL CANNULAS - OTHER | 5 | YES
R | RESPIRATORY AND ANAESTHESIA DEVICES | R030103 | AEROSOL THERAPY MASKS AND SYSTEMS | 4 | NO
R | RESPIRATORY AND ANAESTHESIA DEVICES | R03010301 | AEROSOL THERAPY MASKS | 5 | YES
R | RESPIRATORY AND ANAESTHESIA DEVICES | R03010302 | AEROSOL PORTABLE INHALERS | 5 | YES
R | RESPIRATORY AND ANAESTHESIA DEVICES | R03010303 | AEROSOL THERAPY TUBINGS | 5 | YES
R | RESPIRATORY AND ANAESTHESIA DEVICES | R03010304 | AEROSOL THERAPY KITS | 5 | YES
R | RESPIRATORY AND ANAESTHESIA DEVICES | R03010380 | AEROSOL THERAPY SYSTEMS - ACCESSORIES | 5 | YES
R | RESPIRATORY AND ANAESTHESIA DEVICES | R03010399 | AEROSOL THERAPY SYSTEMS - OTHER | 5 | YES
R | RESPIRATORY AND ANAESTHESIA DEVICES | R030180 | RESPIRATORY MASKS - ACCESSORIES NOT INCLUDED IN OTHER CLASSES | 4 | YES
R | RESPIRATORY AND ANAESTHESIA DEVICES | R030199 | RESPIRATORY MASKS - OTHER | 4 | YES
R | RESPIRATORY AND ANAESTHESIA DEVICES | R0302 | RESPIRATORY BALLOONS | 3 | NO
R | RESPIRATORY AND ANAESTHESIA DEVICES | R030201 | VENTILATION BALLOONS | 4 | NO
R | RESPIRATORY AND ANAESTHESIA DEVICES | R03020101 | ANAESTHESIA BALLOONS | 5 | YES
R | RESPIRATORY AND ANAESTHESIA DEVICES | R03020102 | CPAP BALLOONS | 5 | YES
R | RESPIRATORY AND ANAESTHESIA DEVICES | R03020199 | VENTILATION BALLOONS - OTHER | 5 | YES
R | RESPIRATORY AND ANAESTHESIA DEVICES | R030202 | MANUALLY OPERATED VENTILATION BALLOONS | 4 | NO
R | RESPIRATORY AND ANAESTHESIA DEVICES | R03020201 | MANUALLY OPERATED PULMONARY RESUSCITATORS | 5 | YES
R | RESPIRATORY AND ANAESTHESIA DEVICES | R03020202 | SELF-INFLATING VENTILATION BALLOONS | 5 | YES
R | RESPIRATORY AND ANAESTHESIA DEVICES | R030280 | RESPIRATORY BALLONS - ACCESSORIES | 4 | YES
R | RESPIRATORY AND ANAESTHESIA DEVICES | R030299 | RESPIRATORY BALLOONS - OTHER | 4 | YES
R | RESPIRATORY AND ANAESTHESIA DEVICES | R04 | RESPIRATORY FILTERS | 2 | NO
R | RESPIRATORY AND ANAESTHESIA DEVICES | R0401 | VENTILATION FILTERS | 3 | NO
R | RESPIRATORY AND ANAESTHESIA DEVICES | R040101 | ANTIBACTERIAL AND ANTIVIRAL RESPIRATORY FILTERS | 4 | YES
R | RESPIRATORY AND ANAESTHESIA DEVICES | R040102 | ANTIBACTERIAL AND ANTIVIRAL RESPIRATORY FILTERS HUMIDIFIERS | 4 | YES
R | RESPIRATORY AND ANAESTHESIA DEVICES | R040199 | VENTILATION FILTERS - OTHER | 4 | YES
R | RESPIRATORY AND ANAESTHESIA DEVICES | R0402 | NATURAL BREATHING FILTERS | 3 | NO
R | RESPIRATORY AND ANAESTHESIA DEVICES | R040201 | TRACHEOSTOMY HUMIDIFIERS | 4 | YES
R | RESPIRATORY AND ANAESTHESIA DEVICES | R040299 | NATURAL BREATHING FILTERS - OTHER | 4 | YES
R | RESPIRATORY AND ANAESTHESIA DEVICES | R0490 | RESPIRATORY FILTERS - VARIOUS | 3 | NO
R | RESPIRATORY AND ANAESTHESIA DEVICES | R049001 | PULMONARY FUNCTION TEST FILTERS | 4 | YES
R | RESPIRATORY AND ANAESTHESIA DEVICES | R0499 | RESPIRATORY FILTERS - OTHER | 3 | YES
R | RESPIRATORY AND ANAESTHESIA DEVICES | R05 | SUCTION AND DILATATION SYSTEMS FOR THE RESPIRATORY SYSTEM | 2 | NO
R | RESPIRATORY AND ANAESTHESIA DEVICES | R0501 | RESPIRATORY SUCTION PROBES AND SYSTEMS | 3 | NO
R | RESPIRATORY AND ANAESTHESIA DEVICES | R050101 | RESPIRATORY SUCTION PROBES | 4 | NO
R | RESPIRATORY AND ANAESTHESIA DEVICES | R05010101 | RESPIRATORY SUCTION PROBES WITHOUT A CONTROL HOLE | 5 | YES
R | RESPIRATORY AND ANAESTHESIA DEVICES | R05010102 | RESPIRATORY SUCTION PROBES WITH CONTROL HOLE | 5 | YES
R | RESPIRATORY AND ANAESTHESIA DEVICES | R050102 | CLOSED-CIRCUIT RESPIRATORY SUCTION AND IRRIGATION SYSTEMS (NON-ENDOSCOPIC) | 4 | YES
R | RESPIRATORY AND ANAESTHESIA DEVICES | R050103 | MUCOUS ASPIRATORS | 4 | NO
R | RESPIRATORY AND ANAESTHESIA DEVICES | R05010301 | SINGLE-CHAMBER MUCOUS MEMBRANE ASPIRATORS | 5 | YES
R | RESPIRATORY AND ANAESTHESIA DEVICES | R05010302 | DOUBLE-CHAMBER MUCOUS MEMBRANE ASPIRATORS | 5 | YES
R | RESPIRATORY AND ANAESTHESIA DEVICES | R05010399 | MUCOSITY ASPIRATORS - OTHER | 5 | YES
R | RESPIRATORY AND ANAESTHESIA DEVICES | R0502 | RESPIRATORY DILATION SYSTEMS | 3 | NO
R | RESPIRATORY AND ANAESTHESIA DEVICES | R050201 | BRONCHIAL DILATION CATHETERS | 4 | YES
R | RESPIRATORY AND ANAESTHESIA DEVICES | R050280 | RESPIRATORY TRACT EXPANSION SYSTEMS - ACCESSORIES | 4 | YES
R | RESPIRATORY AND ANAESTHESIA DEVICES | R050299 | RESPIRATORY DILATION SYSTEMS - OTHER | 4 | YES
R | RESPIRATORY AND ANAESTHESIA DEVICES | R0580 | RESPIRATORY SYSTEM SUCTION AND DILATATION SYSTEMS - ACCESSORIES NOT INCLUDED IN OTHER CLASSES | 3 | YES
R | RESPIRATORY AND ANAESTHESIA DEVICES | R0599 | RESPIRATORY DEVICES, SUCTION AND DILATION SYSTEMS - OTHER | 3 | YES
R | RESPIRATORY AND ANAESTHESIA DEVICES | R06 | NEBULISATION AND HUMIDIFICATION SYSTEMS | 2 | NO
R | RESPIRATORY AND ANAESTHESIA DEVICES | R0601 | NEBULISATION SYSTEMS | 3 | NO
R | RESPIRATORY AND ANAESTHESIA DEVICES | R060101 | COLD NEBULISATION SYSTEMS | 4 | YES
R | RESPIRATORY AND ANAESTHESIA DEVICES | R060102 | HOT NEBULISATION SYSTEMS | 4 | YES
R | RESPIRATORY AND ANAESTHESIA DEVICES | R0602 | HUMIDIFICATION SYSTEMS | 3 | NO
R | RESPIRATORY AND ANAESTHESIA DEVICES | R060201 | ACTIVE VENTILATION HUMIDIFICATION SYSTEMS, | 4 | YES
R | RESPIRATORY AND ANAESTHESIA DEVICES | R060202 | OXYGEN ADMINISTRATION HUMIDIFICATION SYSTEMS | 4 | YES
R | RESPIRATORY AND ANAESTHESIA DEVICES | R060203 | INHALATION THERAPY HUMIDIFICATION LIQUIDS | 4 | YES
R | RESPIRATORY AND ANAESTHESIA DEVICES | R060280 | HUMIDIFICATION SYSTEMS - ACCESSORIES | 4 | YES
R | RESPIRATORY AND ANAESTHESIA DEVICES | R060299 | HUMIDIFICATION SYSTEMS - OTHER | 4 | YES
R | RESPIRATORY AND ANAESTHESIA DEVICES | R0680 | NEBULISATION AND HUMIDIFICATION SYSTEMS - ACCESSORIES NOT INCLUDED IN OTHER CLASSES | 3 | YES
R | RESPIRATORY AND ANAESTHESIA DEVICES | R0699 | NEBULISATION AND HUMIDIFICATION SYSTEMS - OTHER | 3 | YES
R | RESPIRATORY AND ANAESTHESIA DEVICES | R07 | BRONCHOPULMONARY ENDOSCOPY DEVICES, SINGLE-USE | 2 | NO
R | RESPIRATORY AND ANAESTHESIA DEVICES | R0701 | BRONCHOPULMONARY ENDOSCOPY PROBES, SINGLE-USE | 3 | NO
R | RESPIRATORY AND ANAESTHESIA DEVICES | R070101 | BRONCHOSCOPY PROBES, SINGLE-USE | 4 | YES
R | RESPIRATORY AND ANAESTHESIA DEVICES | R070102 | RESPIRATORY SYSTEM ENDOSCOPIC HEMOSTASIS PROBES, SINGLE-USE | 4 | YES
R | RESPIRATORY AND ANAESTHESIA DEVICES | R070103 | BRONCHIAL ASPIRATION AND WASHING PROBES, SINGLE-USE | 4 | YES
R | RESPIRATORY AND ANAESTHESIA DEVICES | R070180 | BRONCHOPULMONARY ENDOSCOPY PROBES, SINGLE-USE - ACCESSORIES | 4 | YES
R | RESPIRATORY AND ANAESTHESIA DEVICES | R070199 | BRONCHOPULMONARY ENDOSCOPY PROBES, SINGLE-USE - OTHER | 4 | YES
R | RESPIRATORY AND ANAESTHESIA DEVICES | R0702 | BRONCHOSCOPIC SURGERY INSTRUMENTS, SINGLE-USE | 3 | NO
R | RESPIRATORY AND ANAESTHESIA DEVICES | R070201 | BRONCHOSCOPIC SURGERY FORCEPS, SINGLE-USE | 4 | NO
R | RESPIRATORY AND ANAESTHESIA DEVICES | R07020101 | BRONCHOSCOPIC SURGERY BIOPTIC FORCEPS, SINGLE-USE | 5 | NO
R | RESPIRATORY AND ANAESTHESIA DEVICES | R0702010101 | BRONCHOSCOPIC SURGERY COLD BIOPTIC FORCEPS, SINGLE-USE | 6 | YES
R | RESPIRATORY AND ANAESTHESIA DEVICES | R0702010102 | BRONCHOSCOPIC SURGERY HOT BIOPTIC FORCEPS, SINGLE-USE | 6 | YES
R | RESPIRATORY AND ANAESTHESIA DEVICES | R07020102 | BRONCHOSCOPIC SURGERY EXTRACTION FORCEPS, SINGLE-USE | 5 | YES
R | RESPIRATORY AND ANAESTHESIA DEVICES | R07020199 | BRONCHOSCOPIC SURGERY FORCEPS, SINGLE-USE - OTHER | 5 | YES
R | RESPIRATORY AND ANAESTHESIA DEVICES | R070203 | BRONCOPULMONARY ENDOSCOPY BRUSHES, SINGLE-USE | 4 | NO
R | RESPIRATORY AND ANAESTHESIA DEVICES | R07020301 | BRONCOPULMONARY CYTOLOGY BRUSHES, SINGLE-USE | 5 | YES
R | RESPIRATORY AND ANAESTHESIA DEVICES | R070204 | BRONCHOSCOPIC SURGERY DISSECTORS, SINGLE-USE | 4 | YES
R | RESPIRATORY AND ANAESTHESIA DEVICES | R070205 | BRONCHOSCOPIC SURGERY SCISSORS, SINGLE-USE | 4 | YES
R | RESPIRATORY AND ANAESTHESIA DEVICES | R070206 | BRONCHOSCOPIC SURGERY CURETTES, SINGLE-USE | 4 | YES
R | RESPIRATORY AND ANAESTHESIA DEVICES | R070207 | BRONCHOSCOPIC SURGERY CANNULAS, SINGLE-USE | 4 | YES
R | RESPIRATORY AND ANAESTHESIA DEVICES | R070208 | BRONCHOSCOPIC SURGERY KITS, SINGLE-USE | 4 | YES
R | RESPIRATORY AND ANAESTHESIA DEVICES | R070280 | BRONCHOSCOPIC SURGERY INSTRUMENTS, SINGLE-USE - ACCESSORIES | 4 | YES
R | RESPIRATORY AND ANAESTHESIA DEVICES | R070299 | BRONCHOSCOPIC SURGERY INSTRUMENTS, SINGLE-USE - OTHER | 4 | YES
R | RESPIRATORY AND ANAESTHESIA DEVICES | R0799 | BRONCOPULMONARY ENDOSCOPY DEVICES, SINGLE-USE - OTHER | 3 | YES
R | RESPIRATORY AND ANAESTHESIA DEVICES | R90 | RESPIRATORY AND ANAESTHESIA DEVICES - VARIOUS | 2 | NO
R | RESPIRATORY AND ANAESTHESIA DEVICES | R9001 | RESPIRATORY MOUTHPIECES | 3 | YES
R | RESPIRATORY AND ANAESTHESIA DEVICES | R9002 | LARYNGOSCOPE BLADES, SINGLE-USE | 3 | YES
R | RESPIRATORY AND ANAESTHESIA DEVICES | R9003 | RESPIRATORY SYSTEM SURGERY INSTRUMENTS, SINGLE-USE | 3 | NO
R | RESPIRATORY AND ANAESTHESIA DEVICES | R900301 | RESPIRATORY SYSTEM SURGERY FORCEPS, SINGLE-USE | 4 | YES
R | RESPIRATORY AND ANAESTHESIA DEVICES | R900302 | RESPIRATORY SYSTEM SURGERY DILATORS, SINGLE-USE | 4 | YES
R | RESPIRATORY AND ANAESTHESIA DEVICES | R900399 | RESPIRATORY SYSTEM SURGERY INSTRUMENTS, SINGLE-USE - OTHER | 4 | YES
R | RESPIRATORY AND ANAESTHESIA DEVICES | R9004 | PLEURAL TALCAGE DEVICES | 3 | YES
R | RESPIRATORY AND ANAESTHESIA DEVICES | R9005 | ENDOBRONCHIAL VALVES AND RELEASE SYSTEMS | 3 | YES
R | RESPIRATORY AND ANAESTHESIA DEVICES | R9006 | PHONATION VALVES | 3 | NO
R | RESPIRATORY AND ANAESTHESIA DEVICES | R900602 | PHONATION VALVES FOR TRACHEOSTOMY | 4 | NO
R | RESPIRATORY AND ANAESTHESIA DEVICES | R90060201 | PHONATION VALVES FOR TRACHEOSTOMY FOR VENTILATOR USE | 5 | YES
R | RESPIRATORY AND ANAESTHESIA DEVICES | R90060202 | PHONATION VALVES FOR TRACHEOSTOMY NOT FOR VENTILATOR USE | 5 | YES
R | RESPIRATORY AND ANAESTHESIA DEVICES | R900680 | PHONATION VALVES - ACCESSORIES | 4 | YES
R | RESPIRATORY AND ANAESTHESIA DEVICES | R9007 | LUNG FUNCTIONALITY TESTING DEVICES, SINGLE-USE - NOT INCLUDED IN OTHER CLASSES | 3 | YES
R | RESPIRATORY AND ANAESTHESIA DEVICES | R9008 | RESPIRATORY SYSTEM ACTIVE SUBSTANCES | 3 | YES
R | RESPIRATORY AND ANAESTHESIA DEVICES | R9009 | RESPIRATORY THERAPY AIDS | 3 | NO
R | RESPIRATORY AND ANAESTHESIA DEVICES | R900901 | INHALERS | 4 | YES
R | RESPIRATORY AND ANAESTHESIA DEVICES | R900902 | INSPIRATORY AND EXPIRATORY FLOW STIMULATORS/RESPIRATORY MUSCLES TRAINERS | 4 | YES
R | RESPIRATORY AND ANAESTHESIA DEVICES | R9080 | RESPIRATORY AND ANESTHESIA DEVICES - ACCESSORIES NOT INCLUDED IN OTHER CLASSES | 3 | YES
R | RESPIRATORY AND ANAESTHESIA DEVICES | R9099 | RESPIRATORY AND ANAESTHESIA DEVICES - OTHER | 3 | YES
S | STERILISATION DEVICES (EXCLUDING CAT. D - Z) | S | STERILISATION DEVICES (EXCLUDING CAT. D - Z) | 1 | NO
S | STERILISATION DEVICES (EXCLUDING CAT. D - Z) | S01 | DEVICES FOR STERILISATION AND PACKAGING (EXCLUDING CAT. D - Z) | 2 | NO
S | STERILISATION DEVICES (EXCLUDING CAT. D - Z) | S0101 | STERILISATION POUCHES | 3 | NO
S | STERILISATION DEVICES (EXCLUDING CAT. D - Z) | S010101 | STERILISATION POUCHES, PAPER/PLASTIC FILM | 4 | NO
S | STERILISATION DEVICES (EXCLUDING CAT. D - Z) | S01010101 | STERILISATION POUCHES, FLAT, PAPER/PLASTIC FILM | 5 | YES
S | STERILISATION DEVICES (EXCLUDING CAT. D - Z) | S01010102 | STERILISATION POUCHES, GUSSETED, PAPER/PLASTIC FILM | 5 | YES
S | STERILISATION DEVICES (EXCLUDING CAT. D - Z) | S010102 | STERILISATION POUCHES, TYVEK/PLASTIC FILM | 4 | NO
S | STERILISATION DEVICES (EXCLUDING CAT. D - Z) | S01010201 | FLAT STERILISATION POUCHES, TYVEK/PLASTIC FILM | 5 | YES
S | STERILISATION DEVICES (EXCLUDING CAT. D - Z) | S010103 | STERILISATION POUCHES, POLYETHYLENE | 4 | NO
S | STERILISATION DEVICES (EXCLUDING CAT. D - Z) | S01010301 | FLAT STERILISATION POUCHES, POLYETHYLENE | 5 | YES
S | STERILISATION DEVICES (EXCLUDING CAT. D - Z) | S010199 | STERILISATION POUCHES - OTHER | 4 | YES
S | STERILISATION DEVICES (EXCLUDING CAT. D - Z) | S0102 | STERILISATION REELS | 3 | NO
S | STERILISATION DEVICES (EXCLUDING CAT. D - Z) | S010201 | STERILISATION REELS, PAPER/PLASTIC FILM | 4 | NO
S | STERILISATION DEVICES (EXCLUDING CAT. D - Z) | S01020101 | FLAT STERILISATION REELS, PAPER/PLASTIC FILM | 5 | YES
S | STERILISATION DEVICES (EXCLUDING CAT. D - Z) | S01020102 | STERILISATION REELS, GUSSETED, PAPER/PLASTIC FILM | 5 | YES
S | STERILISATION DEVICES (EXCLUDING CAT. D - Z) | S010202 | STERILISATION REELS, TYVEK/PLASTIC FILM | 4 | NO
S | STERILISATION DEVICES (EXCLUDING CAT. D - Z) | S01020201 | FLAT STERILISATION REELS, TYVEK/PLASTIC FILM | 5 | YES
S | STERILISATION DEVICES (EXCLUDING CAT. D - Z) | S010203 | STERILISATION REELS, POLYETHYLENE | 4 | NO
S | STERILISATION DEVICES (EXCLUDING CAT. D - Z) | S01020301 | FLAT STERILISATION REELS, POLYETHYLENE | 5 | YES
S | STERILISATION DEVICES (EXCLUDING CAT. D - Z) | S010299 | STERILISATION REELS - OTHER | 4 | YES
S | STERILISATION DEVICES (EXCLUDING CAT. D - Z) | S0103 | MATERIALS FOR PACKAGING PACKS TO BE STERILIZED | 3 | NO
S | STERILISATION DEVICES (EXCLUDING CAT. D - Z) | S010301 | MEDICAL CREPE PAPER FOR STERILISATION | 4 | YES
S | STERILISATION DEVICES (EXCLUDING CAT. D - Z) | S010302 | NON-WOVEN FABRIC FOR STERILISATION | 4 | YES
S | STERILISATION DEVICES (EXCLUDING CAT. D - Z) | S010399 | MATERIALS FOR PACKAGING PACKS TO BE STERILIZED - OTHER | 4 | YES
S | STERILISATION DEVICES (EXCLUDING CAT. D - Z) | S0104 | CONTAINERS FOR STERILISATION | 3 | NO
S | STERILISATION DEVICES (EXCLUDING CAT. D - Z) | S010401 | TRAYS, BASKETS, TUBS FOR STERILISATION AND THEIR COMPONENTS | 4 | YES
S | STERILISATION DEVICES (EXCLUDING CAT. D - Z) | S010402 | FILTERS FOR STERILISATION CONTAINERS | 4 | YES
S | STERILISATION DEVICES (EXCLUDING CAT. D - Z) | S010499 | STERILISATION CONTAINERS - OTHER | 4 | YES
S | STERILISATION DEVICES (EXCLUDING CAT. D - Z) | S0199 | DEVICES FOR STERILISATION AND PACKAGING (EXCLUDING CAT. D - Z) - OTHER | 3 | YES
S | STERILISATION DEVICES (EXCLUDING CAT. D - Z) | S90 | DEVICES FOR STERILISATION (EXCLUDING CAT. D - Z) - VARIOUS | 2 | NO
S | STERILISATION DEVICES (EXCLUDING CAT. D - Z) | S9001 | DEVICES FOR GAS PLASMA STERILISATION (EXCLUDING CAT. D - Z) | 3 | NO
S | STERILISATION DEVICES (EXCLUDING CAT. D - Z) | S900101 | HYDROGEN PEROXIDE CARTRIDGES | 4 | YES
S | STERILISATION DEVICES (EXCLUDING CAT. D - Z) | S900102 | HYDROGEN PEROXIDE DIFFUSERS | 4 | YES
S | STERILISATION DEVICES (EXCLUDING CAT. D - Z) | S900103 | DIFFUSER ADAPTORS | 4 | YES
S | STERILISATION DEVICES (EXCLUDING CAT. D - Z) | S900199 | DEVICES FOR GAS PLASMA STERILISATION (EXCLUDING CAT. D - Z) - OTHER | 4 | YES
S | STERILISATION DEVICES (EXCLUDING CAT. D - Z) | S9002 | DEVICES FOR STERILISATION WITH PERACETIC ACID (EXCLUDING CAT. D - Z) | 3 | YES
S | STERILISATION DEVICES (EXCLUDING CAT. D - Z) | S9003 | DEVICES FOR STERILISATION WITH ETHYLENE OXIDE (EXCLUDING CAT. D - Z) | 3 | YES
S | STERILISATION DEVICES (EXCLUDING CAT. D - Z) | S9080 | DEVICES FOR STERILISATION (EXCLUDING CAT. D - Z) - ACCESSORIES | 3 | YES
S | STERILISATION DEVICES (EXCLUDING CAT. D - Z) | S9099 | STERILISATION DEVICES (EXCLUDING CAT. D - Z) - OTHER | 3 | YES
T | PATIENT PROTECTIVE EQUIPMENT AND INCONTINENCE AIDS (EXCLUDING PERSONAL PROTECTIVE EQUIPMENT - PPE) | T | PATIENT PROTECTIVE EQUIPMENT AND INCONTINENCE AIDS (EXCLUDING PERSONAL PROTECTIVE EQUIPMENT - PPE) | 1 | NO
T | PATIENT PROTECTIVE EQUIPMENT AND INCONTINENCE AIDS (EXCLUDING PERSONAL PROTECTIVE EQUIPMENT - PPE) | T01 | GLOVES (EXCLUDING PERSONAL PROTECTIVE EQUIPMENT - PPE) | 2 | NO
T | PATIENT PROTECTIVE EQUIPMENT AND INCONTINENCE AIDS (EXCLUDING PERSONAL PROTECTIVE EQUIPMENT - PPE) | T0101 | SURGICAL GLOVES | 3 | NO
T | PATIENT PROTECTIVE EQUIPMENT AND INCONTINENCE AIDS (EXCLUDING PERSONAL PROTECTIVE EQUIPMENT - PPE) | T010101 | LATEX SURGICAL GLOVES | 4 | NO
T | PATIENT PROTECTIVE EQUIPMENT AND INCONTINENCE AIDS (EXCLUDING PERSONAL PROTECTIVE EQUIPMENT - PPE) | T01010101 | POWDERED LATEX SURGICAL GLOVES | 5 | YES
T | PATIENT PROTECTIVE EQUIPMENT AND INCONTINENCE AIDS (EXCLUDING PERSONAL PROTECTIVE EQUIPMENT - PPE) | T01010102 | NON-POWDERED LATEX SURGICAL GLOVES | 5 | YES
T | PATIENT PROTECTIVE EQUIPMENT AND INCONTINENCE AIDS (EXCLUDING PERSONAL PROTECTIVE EQUIPMENT - PPE) | T010102 | SYNTHETIC SURGICAL GLOVES | 4 | NO
T | PATIENT PROTECTIVE EQUIPMENT AND INCONTINENCE AIDS (EXCLUDING PERSONAL PROTECTIVE EQUIPMENT - PPE) | T01010201 | POLYCHLOROPREN SURGICAL GLOVES | 5 | YES
T | PATIENT PROTECTIVE EQUIPMENT AND INCONTINENCE AIDS (EXCLUDING PERSONAL PROTECTIVE EQUIPMENT - PPE) | T01010202 | NITRILE SURGICAL GLOVES | 5 | YES
T | PATIENT PROTECTIVE EQUIPMENT AND INCONTINENCE AIDS (EXCLUDING PERSONAL PROTECTIVE EQUIPMENT - PPE) | T01010203 | POLYISOPREN SURGICAL GLOVES | 5 | YES
T | PATIENT PROTECTIVE EQUIPMENT AND INCONTINENCE AIDS (EXCLUDING PERSONAL PROTECTIVE EQUIPMENT - PPE) | T01010299 | SYNTHETIC SURGICAL GLOVES - OTHER | 5 | YES
T | PATIENT PROTECTIVE EQUIPMENT AND INCONTINENCE AIDS (EXCLUDING PERSONAL PROTECTIVE EQUIPMENT - PPE) | T010199 | SURGICAL GLOVES - OTHER | 4 | YES
T | PATIENT PROTECTIVE EQUIPMENT AND INCONTINENCE AIDS (EXCLUDING PERSONAL PROTECTIVE EQUIPMENT - PPE) | T0102 | EXAMINATION / TREATMENT GLOVES | 3 | NO
T | PATIENT PROTECTIVE EQUIPMENT AND INCONTINENCE AIDS (EXCLUDING PERSONAL PROTECTIVE EQUIPMENT - PPE) | T010201 | LATEX EXAMINATION / TREATMENT GLOVES | 4 | YES
T | PATIENT PROTECTIVE EQUIPMENT AND INCONTINENCE AIDS (EXCLUDING PERSONAL PROTECTIVE EQUIPMENT - PPE) | T010202 | SYNTHETIC EXAMINATION / TREATMENT GLOVES | 4 | NO
T | PATIENT PROTECTIVE EQUIPMENT AND INCONTINENCE AIDS (EXCLUDING PERSONAL PROTECTIVE EQUIPMENT - PPE) | T01020201 | VINYL EXAMINATION / TREATMENT GLOVES | 5 | YES
T | PATIENT PROTECTIVE EQUIPMENT AND INCONTINENCE AIDS (EXCLUDING PERSONAL PROTECTIVE EQUIPMENT - PPE) | T01020202 | POLYETHYLENE EXAMINATION / TREATMENT GLOVES | 5 | YES
T | PATIENT PROTECTIVE EQUIPMENT AND INCONTINENCE AIDS (EXCLUDING PERSONAL PROTECTIVE EQUIPMENT - PPE) | T01020203 | POLYCHLOROPREN EXAMINATION / TREATMENT GLOVES | 5 | YES
T | PATIENT PROTECTIVE EQUIPMENT AND INCONTINENCE AIDS (EXCLUDING PERSONAL PROTECTIVE EQUIPMENT - PPE) | T01020204 | NITRILE EXAMINATION / TREATMENT GLOVES | 5 | YES
T | PATIENT PROTECTIVE EQUIPMENT AND INCONTINENCE AIDS (EXCLUDING PERSONAL PROTECTIVE EQUIPMENT - PPE) | T01020299 | SYNTHETIC EXAMINATION / TREATMENT GLOVES - OTHER | 5 | YES
T | PATIENT PROTECTIVE EQUIPMENT AND INCONTINENCE AIDS (EXCLUDING PERSONAL PROTECTIVE EQUIPMENT - PPE) | T010299 | EXAMINATION / TREATMENT GLOVES - OTHER | 4 | YES
T | PATIENT PROTECTIVE EQUIPMENT AND INCONTINENCE AIDS (EXCLUDING PERSONAL PROTECTIVE EQUIPMENT - PPE) | T0199 | GLOVES - OTHER | 3 | YES
T | PATIENT PROTECTIVE EQUIPMENT AND INCONTINENCE AIDS (EXCLUDING PERSONAL PROTECTIVE EQUIPMENT - PPE) | T02 | PROTECTIVE CLOTHING AND DRAPES (EXCLUDING PERSONAL PROTECTIVE EQUIPMENT - PPE) | 2 | NO
T | PATIENT PROTECTIVE EQUIPMENT AND INCONTINENCE AIDS (EXCLUDING PERSONAL PROTECTIVE EQUIPMENT - PPE) | T0201 | SURGICAL DRAPES | 3 | NO
T | PATIENT PROTECTIVE EQUIPMENT AND INCONTINENCE AIDS (EXCLUDING PERSONAL PROTECTIVE EQUIPMENT - PPE) | T020101 | INCISION DRAPES | 4 | NO
T | PATIENT PROTECTIVE EQUIPMENT AND INCONTINENCE AIDS (EXCLUDING PERSONAL PROTECTIVE EQUIPMENT - PPE) | T02010101 | INCISION DRAPES, WITHOUT ANTIBACTERIAL AGENT | 5 | YES
T | PATIENT PROTECTIVE EQUIPMENT AND INCONTINENCE AIDS (EXCLUDING PERSONAL PROTECTIVE EQUIPMENT - PPE) | T02010102 | INCISION DRAPES, WITH ANTIBACTERIAL AGENT | 5 | YES
T | PATIENT PROTECTIVE EQUIPMENT AND INCONTINENCE AIDS (EXCLUDING PERSONAL PROTECTIVE EQUIPMENT - PPE) | T020102 | SPECIALISTIC SURGERY DRAPES | 4 | YES
T | PATIENT PROTECTIVE EQUIPMENT AND INCONTINENCE AIDS (EXCLUDING PERSONAL PROTECTIVE EQUIPMENT - PPE) | T020103 | SURGICAL THERMAL DRAPES | 4 | YES
T | PATIENT PROTECTIVE EQUIPMENT AND INCONTINENCE AIDS (EXCLUDING PERSONAL PROTECTIVE EQUIPMENT - PPE) | T020199 | SURGICAL DRAPES - OTHER | 4 | YES
T | PATIENT PROTECTIVE EQUIPMENT AND INCONTINENCE AIDS (EXCLUDING PERSONAL PROTECTIVE EQUIPMENT - PPE) | T0202 | SURGICAL PROCEDURAL KITS (EXCLUDING SURGICAL INSTRUMENT KITS) | 3 | YES
T | PATIENT PROTECTIVE EQUIPMENT AND INCONTINENCE AIDS (EXCLUDING PERSONAL PROTECTIVE EQUIPMENT - PPE) | T0203 | DRESSING AND ASSISTANCE KITS | 3 | YES
T | PATIENT PROTECTIVE EQUIPMENT AND INCONTINENCE AIDS (EXCLUDING PERSONAL PROTECTIVE EQUIPMENT - PPE) | T0204 | SURGICAL GOWNS (EXCLUDING PERSONAL PROTECTIVE EQUIPMENT - PPE) | 3 | NO
T | PATIENT PROTECTIVE EQUIPMENT AND INCONTINENCE AIDS (EXCLUDING PERSONAL PROTECTIVE EQUIPMENT - PPE) | T020401 | STANDARD SURGICAL GOWNS | 4 | YES
T | PATIENT PROTECTIVE EQUIPMENT AND INCONTINENCE AIDS (EXCLUDING PERSONAL PROTECTIVE EQUIPMENT - PPE) | T020402 | REINFORCED SURGICAL GOWNS | 4 | YES
T | PATIENT PROTECTIVE EQUIPMENT AND INCONTINENCE AIDS (EXCLUDING PERSONAL PROTECTIVE EQUIPMENT - PPE) | T020499 | SURGICAL GOWNS - OTHER | 4 | YES
T | PATIENT PROTECTIVE EQUIPMENT AND INCONTINENCE AIDS (EXCLUDING PERSONAL PROTECTIVE EQUIPMENT - PPE) | T0205 | NON-SURGICAL GOWNS (EXCLUDING PERSONAL PROTECTIVE EQUIPMENT - PPE) | 3 | YES
T | PATIENT PROTECTIVE EQUIPMENT AND INCONTINENCE AIDS (EXCLUDING PERSONAL PROTECTIVE EQUIPMENT - PPE) | T0206 | MEDICAL USE FACE MASKS (EXCLUDING PERSONAL PROTECTIVE EQUIPMENT - PPE) | 3 | NO
T | PATIENT PROTECTIVE EQUIPMENT AND INCONTINENCE AIDS (EXCLUDING PERSONAL PROTECTIVE EQUIPMENT - PPE) | T020603 | MEDICAL USE FACE MASKS, TYPE I (NOT FOR HEALTHCARE PROFESSIONALS) | 4 | YES
T | PATIENT PROTECTIVE EQUIPMENT AND INCONTINENCE AIDS (EXCLUDING PERSONAL PROTECTIVE EQUIPMENT - PPE) | T020604 | MEDICAL USE FACE MASKS, TYPE II AND IIR | 4 | YES
T | PATIENT PROTECTIVE EQUIPMENT AND INCONTINENCE AIDS (EXCLUDING PERSONAL PROTECTIVE EQUIPMENT - PPE) | T020699 | MEDICAL USE FACE MASKS (EXCLUDING PERSONAL PROTECTIVE EQUIPMENT - PPE) - OTHER | 4 | YES
T | PATIENT PROTECTIVE EQUIPMENT AND INCONTINENCE AIDS (EXCLUDING PERSONAL PROTECTIVE EQUIPMENT - PPE) | T0207 | CAPS AND HEADWEAR (EXCLUDING PERSONAL PROTECTIVE EQUIPMENT - PPE) | 3 | YES
T | PATIENT PROTECTIVE EQUIPMENT AND INCONTINENCE AIDS (EXCLUDING PERSONAL PROTECTIVE EQUIPMENT - PPE) | T0208 | SHOE COVERS (EXCLUDING PERSONAL PROTECTIVE EQUIPMENT - PPE) | 3 | YES
T | PATIENT PROTECTIVE EQUIPMENT AND INCONTINENCE AIDS (EXCLUDING PERSONAL PROTECTIVE EQUIPMENT - PPE) | T0209 | SURGICAL APRONS (EXCLUDING PERSONAL PROTECTIVE EQUIPMENT - PPE) | 3 | YES
T | PATIENT PROTECTIVE EQUIPMENT AND INCONTINENCE AIDS (EXCLUDING PERSONAL PROTECTIVE EQUIPMENT - PPE) | T0210 | NON-SURGICAL DRAPES | 3 | YES
T | PATIENT PROTECTIVE EQUIPMENT AND INCONTINENCE AIDS (EXCLUDING PERSONAL PROTECTIVE EQUIPMENT - PPE) | T0299 | PROTECTION DRAPES AND GARMENTS - OTHER | 3 | YES
T | PATIENT PROTECTIVE EQUIPMENT AND INCONTINENCE AIDS (EXCLUDING PERSONAL PROTECTIVE EQUIPMENT - PPE) | T03 | PROTECTIONS (EXCLUDING PERSONAL PROTECTIVE EQUIPMENT PPE) | 2 | NO
T | PATIENT PROTECTIVE EQUIPMENT AND INCONTINENCE AIDS (EXCLUDING PERSONAL PROTECTIVE EQUIPMENT - PPE) | T0301 | INSTRUMENTS AND EQUIPMENT COVERS | 3 | NO
T | PATIENT PROTECTIVE EQUIPMENT AND INCONTINENCE AIDS (EXCLUDING PERSONAL PROTECTIVE EQUIPMENT - PPE) | T030101 | COVER CAPS, INSTRUMENTS AND EQUIPMENT | 4 | YES
T | PATIENT PROTECTIVE EQUIPMENT AND INCONTINENCE AIDS (EXCLUDING PERSONAL PROTECTIVE EQUIPMENT - PPE) | T030102 | COVER SHEATHS, INSTRUMENTS AND EQUIPMENTS | 4 | YES
T | PATIENT PROTECTIVE EQUIPMENT AND INCONTINENCE AIDS (EXCLUDING PERSONAL PROTECTIVE EQUIPMENT - PPE) | T030103 | ATRAUMATIC INSERTS FOR INSTRUMENTS | 4 | YES
T | PATIENT PROTECTIVE EQUIPMENT AND INCONTINENCE AIDS (EXCLUDING PERSONAL PROTECTIVE EQUIPMENT - PPE) | T030199 | COVERS, INSTRUMENTS AND EQUIPMENT - OTHER | 4 | YES
T | PATIENT PROTECTIVE EQUIPMENT AND INCONTINENCE AIDS (EXCLUDING PERSONAL PROTECTIVE EQUIPMENT - PPE) | T0302 | ROBOTIC SURGERY COVERS | 3 | NO
T | PATIENT PROTECTIVE EQUIPMENT AND INCONTINENCE AIDS (EXCLUDING PERSONAL PROTECTIVE EQUIPMENT - PPE) | T030201 | MECHANICAL ARMS COVERS | 4 | YES
T | PATIENT PROTECTIVE EQUIPMENT AND INCONTINENCE AIDS (EXCLUDING PERSONAL PROTECTIVE EQUIPMENT - PPE) | T030202 | CAMERAS COVERS | 4 | YES
T | PATIENT PROTECTIVE EQUIPMENT AND INCONTINENCE AIDS (EXCLUDING PERSONAL PROTECTIVE EQUIPMENT - PPE) | T030203 | OPTICS COVERS | 4 | YES
T | PATIENT PROTECTIVE EQUIPMENT AND INCONTINENCE AIDS (EXCLUDING PERSONAL PROTECTIVE EQUIPMENT - PPE) | T030299 | ROBOTIC SURGERY COVERS - OTHER | 4 | YES
T | PATIENT PROTECTIVE EQUIPMENT AND INCONTINENCE AIDS (EXCLUDING PERSONAL PROTECTIVE EQUIPMENT - PPE) | T0303 | NON-SURGICAL HEATING COVERS | 3 | NO
T | PATIENT PROTECTIVE EQUIPMENT AND INCONTINENCE AIDS (EXCLUDING PERSONAL PROTECTIVE EQUIPMENT - PPE) | T030301 | AIR FLOW BLANKETS | 4 | YES
T | PATIENT PROTECTIVE EQUIPMENT AND INCONTINENCE AIDS (EXCLUDING PERSONAL PROTECTIVE EQUIPMENT - PPE) | T030399 | HEATING COVERS - OTHER | 4 | YES
T | PATIENT PROTECTIVE EQUIPMENT AND INCONTINENCE AIDS (EXCLUDING PERSONAL PROTECTIVE EQUIPMENT - PPE) | T0304 | RADIOTHERAPY PROTECTION DEVICES | 3 | NO
T | PATIENT PROTECTIVE EQUIPMENT AND INCONTINENCE AIDS (EXCLUDING PERSONAL PROTECTIVE EQUIPMENT - PPE) | T030401 | RADIOTHERAPY PROTECTION MASKS | 4 | YES
T | PATIENT PROTECTIVE EQUIPMENT AND INCONTINENCE AIDS (EXCLUDING PERSONAL PROTECTIVE EQUIPMENT - PPE) | T030402 | RADIOTHERAPY PROTECTION SHEATHS | 4 | YES
T | PATIENT PROTECTIVE EQUIPMENT AND INCONTINENCE AIDS (EXCLUDING PERSONAL PROTECTIVE EQUIPMENT - PPE) | T030403 | RADIOTHERAPY PROTECTIVE SCREENS | 4 | YES
T | PATIENT PROTECTIVE EQUIPMENT AND INCONTINENCE AIDS (EXCLUDING PERSONAL PROTECTIVE EQUIPMENT - PPE) | T030404 | RADIOTHERAPY PROTECTIVE DRAPES | 4 | YES
T | PATIENT PROTECTIVE EQUIPMENT AND INCONTINENCE AIDS (EXCLUDING PERSONAL PROTECTIVE EQUIPMENT - PPE) | T030405 | RADIOTHERAPY EYE PROTECTION | 4 | YES
T | PATIENT PROTECTIVE EQUIPMENT AND INCONTINENCE AIDS (EXCLUDING PERSONAL PROTECTIVE EQUIPMENT - PPE) | T030406 | LEAD HANDS | 4 | YES
T | PATIENT PROTECTIVE EQUIPMENT AND INCONTINENCE AIDS (EXCLUDING PERSONAL PROTECTIVE EQUIPMENT - PPE) | T030499 | RADIOTHERAPY PROTECTION DEVICES - OTHER | 4 | YES
T | PATIENT PROTECTIVE EQUIPMENT AND INCONTINENCE AIDS (EXCLUDING PERSONAL PROTECTIVE EQUIPMENT - PPE) | T0305 | HEALTH SERVICE PREMISES PROTECTION DEVICES | 3 | NO
T | PATIENT PROTECTIVE EQUIPMENT AND INCONTINENCE AIDS (EXCLUDING PERSONAL PROTECTIVE EQUIPMENT - PPE) | T030501 | OPERATION ROOMS AND VISIT ROOMS HYGIENIC COVERS | 4 | YES
T | PATIENT PROTECTIVE EQUIPMENT AND INCONTINENCE AIDS (EXCLUDING PERSONAL PROTECTIVE EQUIPMENT - PPE) | T030502 | BED AND STRETCHER HYGIENIC COVERS | 4 | YES
T | PATIENT PROTECTIVE EQUIPMENT AND INCONTINENCE AIDS (EXCLUDING PERSONAL PROTECTIVE EQUIPMENT - PPE) | T030599 | HEALTH SERVICE PREMISES PROTECTION DEVICES - OTHER | 4 | YES
T | PATIENT PROTECTIVE EQUIPMENT AND INCONTINENCE AIDS (EXCLUDING PERSONAL PROTECTIVE EQUIPMENT - PPE) | T0306 | PATIENT PROTECTION DEVICES DURING CLINICAL PROCEDURES | 3 | YES
T | PATIENT PROTECTIVE EQUIPMENT AND INCONTINENCE AIDS (EXCLUDING PERSONAL PROTECTIVE EQUIPMENT - PPE) | T0399 | PROTECTION DEVICES (EXCLUDING PERSONAL PROTECTIVE EQUIPMENT PPE) - OTHER | 3 | YES
T | PATIENT PROTECTIVE EQUIPMENT AND INCONTINENCE AIDS (EXCLUDING PERSONAL PROTECTIVE EQUIPMENT - PPE) | T04 | INCONTINENCE DEVICES | 2 | NO
T | PATIENT PROTECTIVE EQUIPMENT AND INCONTINENCE AIDS (EXCLUDING PERSONAL PROTECTIVE EQUIPMENT - PPE) | T0401 | URINE ABSORBING DEVICES | 3 | NO
T | PATIENT PROTECTIVE EQUIPMENT AND INCONTINENCE AIDS (EXCLUDING PERSONAL PROTECTIVE EQUIPMENT - PPE) | T040101 | INCONTINENCE NAPPIES | 4 | NO
T | PATIENT PROTECTIVE EQUIPMENT AND INCONTINENCE AIDS (EXCLUDING PERSONAL PROTECTIVE EQUIPMENT - PPE) | T04010101 | RECTANGULAR INCONTINENCE NAPPIES | 5 | YES
T | PATIENT PROTECTIVE EQUIPMENT AND INCONTINENCE AIDS (EXCLUDING PERSONAL PROTECTIVE EQUIPMENT - PPE) | T04010102 | SHAPED INCONTINENCE NAPPIES | 5 | YES
T | PATIENT PROTECTIVE EQUIPMENT AND INCONTINENCE AIDS (EXCLUDING PERSONAL PROTECTIVE EQUIPMENT - PPE) | T04010103 | INCONTINENCE NAPPIES WITH INTEGRATED FIXING SYSTEM | 5 | YES
T | PATIENT PROTECTIVE EQUIPMENT AND INCONTINENCE AIDS (EXCLUDING PERSONAL PROTECTIVE EQUIPMENT - PPE) | T04010104 | NET PANTS | 5 | YES
T | PATIENT PROTECTIVE EQUIPMENT AND INCONTINENCE AIDS (EXCLUDING PERSONAL PROTECTIVE EQUIPMENT - PPE) | T04010199 | INCONTINENCE NAPPIES - OTHER | 5 | YES
T | PATIENT PROTECTIVE EQUIPMENT AND INCONTINENCE AIDS (EXCLUDING PERSONAL PROTECTIVE EQUIPMENT - PPE) | T040102 | ABSORBENT BED PADS | 4 | NO
T | PATIENT PROTECTIVE EQUIPMENT AND INCONTINENCE AIDS (EXCLUDING PERSONAL PROTECTIVE EQUIPMENT - PPE) | T04010201 | UNTUCKABLE UNDERPADS | 5 | YES
T | PATIENT PROTECTIVE EQUIPMENT AND INCONTINENCE AIDS (EXCLUDING PERSONAL PROTECTIVE EQUIPMENT - PPE) | T04010202 | TUCKABLE UNDERPADS | 5 | YES
T | PATIENT PROTECTIVE EQUIPMENT AND INCONTINENCE AIDS (EXCLUDING PERSONAL PROTECTIVE EQUIPMENT - PPE) | T04010203 | ABSORBENT ANTIMICROBIAL UNDERPADS | 5 | YES
T | PATIENT PROTECTIVE EQUIPMENT AND INCONTINENCE AIDS (EXCLUDING PERSONAL PROTECTIVE EQUIPMENT - PPE) | T04010299 | ABSORBENT UNDERPADS - OTHER | 5 | YES
T | PATIENT PROTECTIVE EQUIPMENT AND INCONTINENCE AIDS (EXCLUDING PERSONAL PROTECTIVE EQUIPMENT - PPE) | T0499 | INCONTINENCE DEVICES - OTHER | 3 | YES
T | PATIENT PROTECTIVE EQUIPMENT AND INCONTINENCE AIDS (EXCLUDING PERSONAL PROTECTIVE EQUIPMENT - PPE) | T99 | PROTECTIVE DEVICES AND AIDS FOR INCONTINENCE (EXCLUDING PERSONAL PROTECTIVE EQUIPMENT - PPE) - OTHER | 2 | YES
U | DEVICES FOR UROGENITAL SYSTEM | U | DEVICES FOR UROGENITAL SYSTEM | 1 | NO
U | DEVICES FOR UROGENITAL SYSTEM | U01 | URETHRAL, PROSTATIC AND BLADDER CATHETERS | 2 | NO
U | DEVICES FOR UROGENITAL SYSTEM | U0101 | URETHRAL PROSTATIC AND BLADDER CATHETERS, WITHOUT BALLOON | 3 | NO
U | DEVICES FOR UROGENITAL SYSTEM | U010101 | URETHRAL PROSTATIC AND BLADDER CATHETERS, CONICAL-OLIVARY TIP (URETHRAL CALIBRATION) | 4 | YES
U | DEVICES FOR UROGENITAL SYSTEM | U010102 | URETHRAL PROSTATIC AND BLADDER CATHETERS, COUVELAIRE | 4 | YES
U | DEVICES FOR UROGENITAL SYSTEM | U010103 | URETHRAL PROSTATIC AND BLADDER CATHETERS, MALECOT | 4 | YES
U | DEVICES FOR UROGENITAL SYSTEM | U010104 | URETHRAL PROSTATIC AND BLADDER CATHETERS, MERCIER | 4 | YES
U | DEVICES FOR UROGENITAL SYSTEM | U010105 | URETHRAL PROSTATIC AND BLADDER CATHETERS, NELATON | 4 | NO
U | DEVICES FOR UROGENITAL SYSTEM | U01010501 | NELATON CATHETERS, SELF-LUBRICATING | 5 | YES
U | DEVICES FOR UROGENITAL SYSTEM | U01010502 | NELATON CATHETERS, NON SELF-LUBRICATING | 5 | YES
U | DEVICES FOR UROGENITAL SYSTEM | U010106 | URETHRAL PROSTATIC AND BLADDER CATHETERS, TIEMANN | 4 | NO
U | DEVICES FOR UROGENITAL SYSTEM | U01010601 | TIEMANN CATHETERS, SELF-LUBRICATING | 5 | YES
U | DEVICES FOR UROGENITAL SYSTEM | U01010602 | TIEMANN CATHETERS, NON SELF-LUBRICATING | 5 | YES
U | DEVICES FOR UROGENITAL SYSTEM | U010107 | URETHRAL PROSTATIC AND BLADDER CATHETERS, PEZZER | 4 | YES
U | DEVICES FOR UROGENITAL SYSTEM | U010199 | URETHRAL PROSTATIC AND BLADDER CATHETERS, NOT SELF-RETAINED - OTHER | 4 | YES
U | DEVICES FOR UROGENITAL SYSTEM | U0102 | URETHRAL PROSTATIC AND BLADDER CATHETERS, WITH BALLOON | 3 | NO
U | DEVICES FOR UROGENITAL SYSTEM | U010201 | URETHRAL PROSTATIC AND BLADDER CATHETERS, NELATON, WITH BALLOON | 4 | YES
U | DEVICES FOR UROGENITAL SYSTEM | U010202 | URETHRAL PROSTATIC AND BLADDER CATHETERS, COUVELAIRE, WITH BALLOON | 4 | YES
U | DEVICES FOR UROGENITAL SYSTEM | U010203 | URETHRAL PROSTATIC AND BLADDER CATHETERS, DELINOTTE, WITH BALLOON | 4 | YES
U | DEVICES FOR UROGENITAL SYSTEM | U010204 | URETHRAL PROSTATIC AND BLADDER CATHETERS, DUFOUR, WITH BALLOON | 4 | YES
U | DEVICES FOR UROGENITAL SYSTEM | U010205 | URETHRAL PROSTATIC AND BLADDER CATHETERS, MERCIER, WITH BALLOON | 4 | YES
U | DEVICES FOR UROGENITAL SYSTEM | U010206 | URETHRAL PROSTATIC AND BLADDER CATHETERS, TIEMANN WITH BALLOON | 4 | YES
U | DEVICES FOR UROGENITAL SYSTEM | U010299 | URETHRAL PROSTATIC AND BLADDER CATHETERS, WITH BALLOON - OTHER | 4 | YES
U | DEVICES FOR UROGENITAL SYSTEM | U0103 | URETHRAL PROSTATIC AND BLADDER CATHETERS WITH TEMPERATURE SENSORS | 3 | YES
U | DEVICES FOR UROGENITAL SYSTEM | U0180 | URETHRAL PROSTATIC AND BLADDER CATHETERS - ACCESSORIES | 3 | YES
U | DEVICES FOR UROGENITAL SYSTEM | U0199 | URETHRAL PROSTATIC AND BLADDER CATHETERS - OTHER | 3 | YES
U | DEVICES FOR UROGENITAL SYSTEM | U02 | URETERAL CATHETERS AND STENTS | 2 | NO
U | DEVICES FOR UROGENITAL SYSTEM | U0201 | URETERAL CATHETERS WITHOUT BALLOON | 3 | NO
U | DEVICES FOR UROGENITAL SYSTEM | U090399 | SINGLE-USE INSTRUMENTS FOR UROGENITAL ENDOSCOPY - OTHER | 4 | YES
U | DEVICES FOR UROGENITAL SYSTEM | U0999 | UROGENITAL ENDOSCOPIC DEVICES - OTHER | 3 | YES
U | DEVICES FOR UROGENITAL SYSTEM | U10 | OBSTETRICS DEVICES | 2 | NO
U | DEVICES FOR UROGENITAL SYSTEM | U1001 | OBSTETRICS CATHETERS | 3 | NO
U | DEVICES FOR UROGENITAL SYSTEM | U100101 | CATHETERS FOR VOLUNTARY TERMINATION OF PREGNANCY | 4 | YES
U | DEVICES FOR UROGENITAL SYSTEM | U100102 | POSTPARTUM INTRAUTERINE CATHETERS | 4 | YES
U | DEVICES FOR UROGENITAL SYSTEM | U100199 | OBSTETRICAL CATHETERS - OTHER | 4 | YES
U | DEVICES FOR UROGENITAL SYSTEM | U1002 | FETAL STUDY DEVICES | 3 | NO
U | DEVICES FOR UROGENITAL SYSTEM | U100201 | FOETAL SCALP ELECTRODES | 4 | YES
U | DEVICES FOR UROGENITAL SYSTEM | U100299 | FOETAL STUDY DEVICES - OTHER | 4 | YES
U | DEVICES FOR UROGENITAL SYSTEM | U1003 | PUERPERIUM DEVICES | 3 | YES
U | DEVICES FOR UROGENITAL SYSTEM | U1004 | MANUAL OBSTETRICAL EXTRACTORS, SINGLE-USE | 3 | YES
U | DEVICES FOR UROGENITAL SYSTEM | U1005 | AMNIOTIC MEMBRANE PERFORATORS | 3 | YES
U | DEVICES FOR UROGENITAL SYSTEM | U1006 | SINGLE-USE RIGID AMNIOSCOPES | 3 | YES
U | DEVICES FOR UROGENITAL SYSTEM | U1007 | UTERINE CERCLAGE DEVICES | 3 | YES
U | DEVICES FOR UROGENITAL SYSTEM | U1080 | OBSTETRICS DEVICES - ACCESSORIES | 3 | YES
U | DEVICES FOR UROGENITAL SYSTEM | U1099 | OBSTETRICS DEVICES - OTHER | 3 | YES
U | DEVICES FOR UROGENITAL SYSTEM | U11 | CONTRACEPTIVE DEVICES | 2 | NO
U | DEVICES FOR UROGENITAL SYSTEM | U1101 | MALE CONTRACEPTIVE DEVICES | 3 | NO
U | DEVICES FOR UROGENITAL SYSTEM | U110101 | CONDOMS | 4 | YES
U | DEVICES FOR UROGENITAL SYSTEM | U110102 | DEVICES FOR LIGATION OF THE VASA DEFERENTIA | 4 | YES
U | DEVICES FOR UROGENITAL SYSTEM | U110199 | DEVICES FOR MALE CONTRACEPTION - OTHER | 4 | YES
U | DEVICES FOR UROGENITAL SYSTEM | U1102 | DEVICES FOR FEMALE CONTRACEPTION | 3 | NO
U | DEVICES FOR UROGENITAL SYSTEM | U110201 | INTRAUTERINE COILS | 4 | YES
U | DEVICES FOR UROGENITAL SYSTEM | U110202 | VAGINAL DIAPHRAGMS | 4 | YES
U | DEVICES FOR UROGENITAL SYSTEM | U110203 | FEMALE CONDOMS | 4 | YES
U | DEVICES FOR UROGENITAL SYSTEM | U110299 | DEVICES FOR FEMALE CONTRACEPTION - OTHER | 4 | YES
U | DEVICES FOR UROGENITAL SYSTEM | U12 | SINGLE-USE INSTRUMENTATION FOR UROGENITAL SYSTEM (NON-ENDOSCOPIC) | 2 | NO
U | DEVICES FOR UROGENITAL SYSTEM | U1201 | NON-ENDOSCOPIC SINGLE-USE FORCEPS FOR UROGENITAL SYSTEM | 3 | YES
U | DEVICES FOR UROGENITAL SYSTEM | U1202 | SINGLE-USE NON-ENDOSCOPIC UROGENITAL SCISSORS | 3 | YES
U | DEVICES FOR UROGENITAL SYSTEM | U1299 | SINGLE-USE UROGENITAL INSTRUMENTATION (NON-ENDOSCOPIC) - OTHER | 3 | YES
U | DEVICES FOR UROGENITAL SYSTEM | U13 | SOLUTIONS AND KITS FOR BLADDER WASHING AND INSTILLATION | 2 | NO
U | DEVICES FOR UROGENITAL SYSTEM | U1301 | SOLUTIONS FOR BLADDER WASHING AND INSTILLATION | 3 | YES
U | DEVICES FOR UROGENITAL SYSTEM | U1302 | KITS FOR BLADDER WASHING AND INSTILLATION | 3 | YES
W | IN VITRO DIAGNOSTIC MEDICAL DEVICES | W01010224 | PHOSPHOLIPIDS | 5 | YES
W | IN VITRO DIAGNOSTIC MEDICAL DEVICES | W01010225 | PORPHOBILINOGEN | 5 | YES
W | IN VITRO DIAGNOSTIC MEDICAL DEVICES | W01010226 | PYRUVATE | 5 | YES
W | IN VITRO DIAGNOSTIC MEDICAL DEVICES | W01010227 | THYMOL | 5 | YES
W | IN VITRO DIAGNOSTIC MEDICAL DEVICES | W01010228 | TOTAL LIPIDS | 5 | YES
W | IN VITRO DIAGNOSTIC MEDICAL DEVICES | W01010229 | TOTAL PORPHYRINE | 5 | YES
W | IN VITRO DIAGNOSTIC MEDICAL DEVICES | W01010230 | TOTAL PROTEIN | 5 | YES
W | IN VITRO DIAGNOSTIC MEDICAL DEVICES | W01010231 | TRIGLYCERIDES | 5 | YES
W | IN VITRO DIAGNOSTIC MEDICAL DEVICES | W01010232 | URIC ACID | 5 | YES
W | IN VITRO DIAGNOSTIC MEDICAL DEVICES | W01010233 | ZINC | 5 | YES
W | IN VITRO DIAGNOSTIC MEDICAL DEVICES | W01010234 | LIPOPROTEIN ELECTROPORESIS | 5 | YES
W | IN VITRO DIAGNOSTIC MEDICAL DEVICES | W01010235 | PROTEIN ELECTROPORESIS | 5 | YES
W | IN VITRO DIAGNOSTIC MEDICAL DEVICES | W01010236 | PHENYLKETONURIA | 5 | YES
W | IN VITRO DIAGNOSTIC MEDICAL DEVICES | W01010299 | SUBSTRATES - OTHER | 5 | YES
W | IN VITRO DIAGNOSTIC MEDICAL DEVICES | W010103 | ELECTROLYTES REAGENTS (EXCLUDING ELECTRODES) | 4 | NO
W | IN VITRO DIAGNOSTIC MEDICAL DEVICES | W01010301 | AMMONIA | 5 | YES
W | IN VITRO DIAGNOSTIC MEDICAL DEVICES | W01010302 | BICARBONATE | 5 | YES
W | IN VITRO DIAGNOSTIC MEDICAL DEVICES | W01010303 | CALCIUM | 5 | YES
W | IN VITRO DIAGNOSTIC MEDICAL DEVICES | W01010304 | CHLORIDE | 5 | YES
W | IN VITRO DIAGNOSTIC MEDICAL DEVICES | W01010305 | LITHIUM | 5 | YES
W | IN VITRO DIAGNOSTIC MEDICAL DEVICES | W01010306 | MAGNESIUM | 5 | YES
W | IN VITRO DIAGNOSTIC MEDICAL DEVICES | W01010307 | PHOSPHATE INORGANIC / PHOSPHORUS | 5 | YES
W | IN VITRO DIAGNOSTIC MEDICAL DEVICES | W01010308 | POTASSIUM | 5 | YES
W | IN VITRO DIAGNOSTIC MEDICAL DEVICES | W01010309 | SODIUM | 5 | YES
W | IN VITRO DIAGNOSTIC MEDICAL DEVICES | W01010399 | ELECTROLYTES - OTHER | 5 | YES
W | IN VITRO DIAGNOSTIC MEDICAL DEVICES | W010104 | MULTIPLE PARAMETERS - CLINICAL CHEMISTRY | 4 | NO
W | IN VITRO DIAGNOSTIC MEDICAL DEVICES | W01010401 | MULTIPLE ENZYMES ONLY - CLIN. CHEM LAB REAGENTS. | 5 | YES
W | IN VITRO DIAGNOSTIC MEDICAL DEVICES | W01010402 | MULTIPLE SUBSTRATES ONLY - CLIN. CHEM LAB R. | 5 | YES
W | IN VITRO DIAGNOSTIC MEDICAL DEVICES | W01010403 | MULTIPLE ELECTROLYTES ONLY - CLIN. CHEM LAB R. | 5 | YES
W | IN VITRO DIAGNOSTIC MEDICAL DEVICES | W01010404 | MULTIPLE PARAMETERS (MIX OF ALL) - CLIN. CHEM LAB R. | 5 | YES
W | IN VITRO DIAGNOSTIC MEDICAL DEVICES | W01010499 | MULTIPLE CLIN. CHEM LAB REAGENTS - OTHER | 5 | YES
W | IN VITRO DIAGNOSTIC MEDICAL DEVICES | W010105 | CONTROLS/STANDARDS/CALIBRATORS CLINICAL CHEMISTRY | 4 | NO
W | IN VITRO DIAGNOSTIC MEDICAL DEVICES | W01010501 | MULTICOMPONENT CONTROLS (CLINICAL CHEMISTRY) | 5 | NO
W | IN VITRO DIAGNOSTIC MEDICAL DEVICES | W0101050101 | ASSAYED MULTICOMPONENT CONTROLS (CC) | 6 | YES
W | IN VITRO DIAGNOSTIC MEDICAL DEVICES | W0101050102 | UNASSAYED MULTICOMPONENT CONTROLS (CC) | 6 | YES
W | IN VITRO DIAGNOSTIC MEDICAL DEVICES | W0101050199 | MULTICOMPONENT CONTROLS (CC) - OTHER | 6 | YES
W | IN VITRO DIAGNOSTIC MEDICAL DEVICES | W01010502 | SPECIFIC CONTROLS (CLINICAL CHEMISTRY) | 5 | NO
W | IN VITRO DIAGNOSTIC MEDICAL DEVICES | W0101050201 | ENZYME CONTROLS | 6 | YES
W | IN VITRO DIAGNOSTIC MEDICAL DEVICES | W0101050202 | LIPID CONTROLS | 6 | YES
W | IN VITRO DIAGNOSTIC MEDICAL DEVICES | W0101050203 | BILIRUBIN CONTROLS | 6 | YES
W | IN VITRO DIAGNOSTIC MEDICAL DEVICES | W01020303 | ONCOPROTEINS | 5 | NO
W | IN VITRO DIAGNOSTIC MEDICAL DEVICES | W0102030301 | HER-2/NEU | 6 | YES
W | IN VITRO DIAGNOSTIC MEDICAL DEVICES | W0102030302 | P53 | 6 | YES
W | IN VITRO DIAGNOSTIC MEDICAL DEVICES | W0102030399 | OTHER ONCOPROTEINS | 6 | YES
W | IN VITRO DIAGNOSTIC MEDICAL DEVICES | W01020390 | OTHER TUMOUR MARKERS | 5 | NO
W | IN VITRO DIAGNOSTIC MEDICAL DEVICES | W0102039001 | ALPHAFETOPROTEIN | 6 | YES
W | IN VITRO DIAGNOSTIC MEDICAL DEVICES | W0102039002 | BETA2-MICROGLOBULIN | 6 | YES
W | IN VITRO DIAGNOSTIC MEDICAL DEVICES | W0102039003 | CATHEPSIN-D | 6 | YES
W | IN VITRO DIAGNOSTIC MEDICAL DEVICES | W0102039004 | 5 HIAA | 6 | YES
W | IN VITRO DIAGNOSTIC MEDICAL DEVICES | W0102039005 | HUMAN PLACENTA LIKE ALKALINE PHOSPHATASE | 6 | YES
W | IN VITRO DIAGNOSTIC MEDICAL DEVICES | W0102039006 | LAMININ | 6 | YES
W | IN VITRO DIAGNOSTIC MEDICAL DEVICES | W0102039007 | NEURON SPECIFIC ENOLASE | 6 | YES
W | IN VITRO DIAGNOSTIC MEDICAL DEVICES | W0102039008 | THYMIDINE KINASE | 6 | YES
W | IN VITRO DIAGNOSTIC MEDICAL DEVICES | W0102039009 | TISSUE ASSOCIATED PROTEIN | 6 | YES
W | IN VITRO DIAGNOSTIC MEDICAL DEVICES | W0102039010 | MATRIX-METALLOPROTEINASES | 6 | YES
W | IN VITRO DIAGNOSTIC MEDICAL DEVICES | W0102039011 | SEROTONINE | 6 | YES
W | IN VITRO DIAGNOSTIC MEDICAL DEVICES | W0102039013 | FECAL OCCULT BLOOD (IC) | 6 | YES
W | IN VITRO DIAGNOSTIC MEDICAL DEVICES | W0102039014 | CHROMOGRANIN A | 6 | YES
W | IN VITRO DIAGNOSTIC MEDICAL DEVICES | W0102039015 | ALPHA SUBUNIT | 6 | YES
W | IN VITRO DIAGNOSTIC MEDICAL DEVICES | W0102039017 | PROTEIN INDUCED BY VITAMIN K ABSENCE OR ANTAGONIST-II (PIVKA-II) | 6 | YES
W | IN VITRO DIAGNOSTIC MEDICAL DEVICES | W0102039018 | ALPHA-FUCOSIDASE | 6 | YES
W | IN VITRO DIAGNOSTIC MEDICAL DEVICES | W0102039019 | SOLUBLE MESOTHELIN-RELATED PEPTIDES | 6 | YES
W | IN VITRO DIAGNOSTIC MEDICAL DEVICES | W0102039099 | TUMOUR MARKERS - OTHER | 6 | YES
W | IN VITRO DIAGNOSTIC MEDICAL DEVICES | W010204 | THYROID FUNCTION HORMONES | 4 | NO
W | IN VITRO DIAGNOSTIC MEDICAL DEVICES | W01020401 | FREE TRIIODOTHYRONINE | 5 | YES
W | IN VITRO DIAGNOSTIC MEDICAL DEVICES | W01020402 | FREE THYROXINE | 5 | YES
W | IN VITRO DIAGNOSTIC MEDICAL DEVICES | W01020403 | NEONATAL THYROID STIMULATING HORMONE | 5 | YES
W | IN VITRO DIAGNOSTIC MEDICAL DEVICES | W01020404 | REVERSE TRIIODOTHYRONINE | 5 | YES
W | IN VITRO DIAGNOSTIC MEDICAL DEVICES | W01020405 | TRIIODOTHYRONINE | 5 | YES
W | IN VITRO DIAGNOSTIC MEDICAL DEVICES | W01020406 | T- UPTAKE | 5 | YES
W | IN VITRO DIAGNOSTIC MEDICAL DEVICES | W01020407 | THYROXINE | 5 | YES
W | IN VITRO DIAGNOSTIC MEDICAL DEVICES | W01020408 | THYROGLOBULIN | 5 | YES
W | IN VITRO DIAGNOSTIC MEDICAL DEVICES | W01020409 | THYROID BINDING GLOBULIN | 5 | YES
W | IN VITRO DIAGNOSTIC MEDICAL DEVICES | W01020410 | THYROID STIMULATING HORMONE | 5 | YES
W | IN VITRO DIAGNOSTIC MEDICAL DEVICES | W01020411 | NEONATAL THYROXINE | 5 | YES
W | IN VITRO DIAGNOSTIC MEDICAL DEVICES | W01020499 | THYROID HORMONES - OTHER | 5 | YES
W | IN VITRO DIAGNOSTIC MEDICAL DEVICES | W010205 | FERTILITY / PREGNANCY HORMONES / PROTEINS | 4 | NO
W | IN VITRO DIAGNOSTIC MEDICAL DEVICES | W01020501 | FERTILITY FUNCTION HORMONES / PROTEINS | 5 | NO
W | IN VITRO DIAGNOSTIC MEDICAL DEVICES | W0102050101 | ANDROSTENEDIONE | 6 | YES
W | IN VITRO DIAGNOSTIC MEDICAL DEVICES | W0102050102 | DEHYDRO-EPIANDROSTERONE SULPHATE (INCL. DHEA) | 6 | YES
W | IN VITRO DIAGNOSTIC MEDICAL DEVICES | W0102050103 | ESTRADIOL | 6 | YES
W | IN VITRO DIAGNOSTIC MEDICAL DEVICES | W0102050104 | FOLLICLE STIMULATING HORMONE | 6 | YES
W | IN VITRO DIAGNOSTIC MEDICAL DEVICES | W0102050105 | LUTEINISING HORMONE | 6 | YES
W | IN VITRO DIAGNOSTIC MEDICAL DEVICES | W0102050106 | PROGESTERONE | 6 | YES
W | IN VITRO DIAGNOSTIC MEDICAL DEVICES | W0102050107 | 17 OH PROGESTERONE | 6 | YES
W | IN VITRO DIAGNOSTIC MEDICAL DEVICES | W0102050108 | PROLACTIN | 6 | YES
W | IN VITRO DIAGNOSTIC MEDICAL DEVICES | W0102050109 | SEX HORMONE BINDING GLOBULIN | 6 | YES
W | IN VITRO DIAGNOSTIC MEDICAL DEVICES | W0102050110 | TESTOSTERONE (WITH DEHYDRO AND FREE TESTOSTERONE) | 6 | YES
W | IN VITRO DIAGNOSTIC MEDICAL DEVICES | W0102050111 | ANDROSTERONE | 6 | YES
W | IN VITRO DIAGNOSTIC MEDICAL DEVICES | W0102050112 | ANDROSTANEDIOL-GLUCURONIDE | 6 | YES
W | IN VITRO DIAGNOSTIC MEDICAL DEVICES | W0102050114 | 11-DESOXYCORTISOL | 6 | YES
W | IN VITRO DIAGNOSTIC MEDICAL DEVICES | W0102050115 | CORTICOSTERON (R/M) | 6 | YES
W | IN VITRO DIAGNOSTIC MEDICAL DEVICES | W0102050199 | FERTILITY FUNCTION HORMONES - OTHER | 6 | YES
U | DEVICES FOR UROGENITAL SYSTEM | U020101 | URETERAL CATHETERS WITH CYLINDRICAL TIP | 4 | YES
U | DEVICES FOR UROGENITAL SYSTEM | U020102 | URETERAL CATHETERS WITH OPEN FLUTE BEAK TIP | 4 | YES
U | DEVICES FOR UROGENITAL SYSTEM | U020103 | URETERAL CATHETERS WITH CHEVASSU TIP | 4 | YES
U | DEVICES FOR UROGENITAL SYSTEM | U020104 | URETERAL CATHETERS WITH OLIVARE TIP | 4 | YES
U | DEVICES FOR UROGENITAL SYSTEM | U020199 | URETERAL CATHETERS WITHOUT BALLOON - OTHER | 4 | YES
U | DEVICES FOR UROGENITAL SYSTEM | U0202 | URETERAL CATHETERS WITH BALLOON | 3 | NO
U | DEVICES FOR UROGENITAL SYSTEM | U020201 | URETERAL CATHETERS FOR OCCLUSION | 4 | YES
U | DEVICES FOR UROGENITAL SYSTEM | U020202 | URETERAL CATHETERS WITH FLUTE TIP WITH BALLOON | 4 | YES
U | DEVICES FOR UROGENITAL SYSTEM | U020299 | URETERAL CATHETERS WITH BALLOON - OTHER | 4 | YES
U | DEVICES FOR UROGENITAL SYSTEM | U0203 | URETERAL STENTS | 3 | NO
U | DEVICES FOR UROGENITAL SYSTEM | U020301 | SINGLE LOOP URETERAL STENTS | 4 | YES
U | DEVICES FOR UROGENITAL SYSTEM | U020302 | DOUBLE LOOP URETERAL STENTS | 4 | YES
U | DEVICES FOR UROGENITAL SYSTEM | U020399 | URETERAL STENTS - OTHER | 4 | YES
U | DEVICES FOR UROGENITAL SYSTEM | U0204 | TRANSILLUMINATING URETERAL CATHETERS | 3 | YES
U | DEVICES FOR UROGENITAL SYSTEM | U0280 | URETERAL CATHETERS AND STENTS - ACCESSORIES | 3 | YES
U | DEVICES FOR UROGENITAL SYSTEM | U0299 | URETERAL CATHETERS - OTHER | 3 | YES
U | DEVICES FOR UROGENITAL SYSTEM | U03 | DEVICES FOR URETHRAL, URETERAL AND NEPHROSTOMIC DILATION | 2 | NO
U | DEVICES FOR UROGENITAL SYSTEM | U0301 | DEVICES FOR RIGID DILATION OF THE URINARY TRACT | 3 | NO
U | DEVICES FOR UROGENITAL SYSTEM | U030101 | SEQUENTIAL DILATORS FOR PERCUTANEOUS NEPHROSTOMY | 4 | NO
U | DEVICES FOR UROGENITAL SYSTEM | U03010101 | AMPLATZ CANNULAS FOR URINARY DILATION | 5 | YES
U | DEVICES FOR UROGENITAL SYSTEM | U03010199 | PERCUTANEOUS NEPHROSTOMY, SEQUENTIAL DILATORS - OTHER | 5 | YES
U | DEVICES FOR UROGENITAL SYSTEM | U030102 | URETHRAL AND URETERAL DILATORS | 4 | NO
U | DEVICES FOR UROGENITAL SYSTEM | U03010201 | URETHRAL DILATORS | 5 | YES
U | DEVICES FOR UROGENITAL SYSTEM | U03010202 | URETERAL DILATORS | 5 | YES
U | DEVICES FOR UROGENITAL SYSTEM | U0302 | DEVICES FOR PNEUMATIC DILATION OF THE URINARY TRACT | 3 | NO
U | DEVICES FOR UROGENITAL SYSTEM | U030201 | URETHRAL DILATORS, WITH BALLOON | 4 | YES
U | DEVICES FOR UROGENITAL SYSTEM | U030202 | URETERAL DILATORS, WITH BALLOON | 4 | YES
U | DEVICES FOR UROGENITAL SYSTEM | U0380 | DEVICES FOR URINARY TRACT DILATION - ACCESSORIES | 3 | YES
U | DEVICES FOR UROGENITAL SYSTEM | U0399 | DEVICES FOR URINARY TRACT DILATION - OTHER | 3 | YES
U | DEVICES FOR UROGENITAL SYSTEM | U04 | DEVICES FOR PERCUTANEOUS URINARY DRAINAGE AND NEPHROSTOMY CATHETERS | 2 | NO
U | DEVICES FOR UROGENITAL SYSTEM | U0401 | DEVICES FOR SUPRAPUBIC URINARY DRAINAGE | 3 | NO
U | DEVICES FOR UROGENITAL SYSTEM | U040101 | KITS WITH DRAINAGE CATHETERS, DIRECT PUNCTURE | 4 | YES
U | DEVICES FOR UROGENITAL SYSTEM | U040102 | KITS WITH DRAINAGE CATHETERS AND INTRODUCERS | 4 | YES
U | DEVICES FOR UROGENITAL SYSTEM | U040199 | DEVICES FOR SUPRAPUBIC URINARY DRAINAGE - OTHER | 4 | YES
U | DEVICES FOR UROGENITAL SYSTEM | U0402 | DEVICES FOR PERCUTANEOUS NEPHROSTOMY | 3 | NO
U | DEVICES FOR UROGENITAL SYSTEM | U040201 | NEPHROSTOMY KITS, DIRECT PUNCTURE | 4 | YES
U | DEVICES FOR UROGENITAL SYSTEM | U040202 | NEPHROSTOMY KITS, SELDINGER METHOD | 4 | YES
U | DEVICES FOR UROGENITAL SYSTEM | U040203 | NEPHROSTOMY CATHETERS | 4 | YES
U | DEVICES FOR UROGENITAL SYSTEM | U040299 | DEVICES FOR PERCUTANEOUS NEPHROSTOMY - OTHER | 4 | YES
U | DEVICES FOR UROGENITAL SYSTEM | U0403 | DEVICES FOR URETERAL DIVERSION AND URETEROCUTANEOSTOMY | 3 | NO
U | DEVICES FOR UROGENITAL SYSTEM | U040301 | URETERAL DIVERSION PROBES, BRACCI | 4 | YES
U | DEVICES FOR UROGENITAL SYSTEM | U040302 | URETEROCUTANEOSTOMY PROBES | 4 | YES
U | DEVICES FOR UROGENITAL SYSTEM | U040399 | DEVICES FOR URETERAL DIVERSION AND URETEROCUTANEOSTOMY - OTHER | 4 | YES
U | DEVICES FOR UROGENITAL SYSTEM | U0480 | DEVICES FOR PERCUTANEOUS URINARY DRAINAGE - ACCESSORIES | 3 | YES
U | DEVICES FOR UROGENITAL SYSTEM | U0499 | DEVICES FOR PERCUTANEOUS URINARY DRAINAGE - OTHER | 3 | YES
U | DEVICES FOR UROGENITAL SYSTEM | U05 | URODYNAMICS DEVICES | 2 | NO
U | DEVICES FOR UROGENITAL SYSTEM | U0501 | CYSTOMANOMETRY AND URETHROMANOMETRY CATHETERS | 3 | NO
U | DEVICES FOR UROGENITAL SYSTEM | U050101 | CYSTOMANOMETRY CATHETERS, WITHOUT BALLOON | 4 | NO
U | DEVICES FOR UROGENITAL SYSTEM | U05010101 | CYSTOMANOMETRY CATHETERS, WITHOUT BALLOON, 2-WAY | 5 | YES
U | DEVICES FOR UROGENITAL SYSTEM | U05010102 | CYSTOMANOMETRY CATHETERS, WITHOUT BALLOON, 3-WAY | 5 | YES
U | DEVICES FOR UROGENITAL SYSTEM | U050199 | CYSTOMANOMETRY AND URETHROMANOMETRY CATHETERS - OTHER | 4 | YES
U | DEVICES FOR UROGENITAL SYSTEM | U0502 | URINARY PRESSURE-FLOW STUDY CATHETERS | 3 | NO
U | DEVICES FOR UROGENITAL SYSTEM | U050201 | FILLING CATHETERS FOR URINARY PRESSURE-FLOW STUDY | 4 | YES
U | DEVICES FOR UROGENITAL SYSTEM | U050202 | BLADDER PRESSURE-FLOW STUDY CATHETERS | 4 | YES
U | DEVICES FOR UROGENITAL SYSTEM | U050299 | URINARY PRESSURE-FLOW STUDY CATHETERS - OTHER | 4 | YES
U | DEVICES FOR UROGENITAL SYSTEM | U0503 | URETHRAL PRESSURE PROFILE CATHETERS | 3 | NO
U | DEVICES FOR UROGENITAL SYSTEM | U050301 | URETHRAL PRESSURE PROFILE CATHETERS WITHOUT BALLOON | 4 | NO
U | DEVICES FOR UROGENITAL SYSTEM | U05030101 | URETHRAL PRESSURE PROFILE CATHETERS WITHOUT BALLOON, 1-WAY | 5 | YES
U | DEVICES FOR UROGENITAL SYSTEM | U05030102 | URETHRAL PRESSURE PROFILE CATHETERS WITHOUT BALLOON, 2-WAY | 5 | YES
U | DEVICES FOR UROGENITAL SYSTEM | U050399 | URETHRAL PRESSURE PROFILE CATHETERS - OTHER | 4 | YES
U | DEVICES FOR UROGENITAL SYSTEM | U0504 | INTRA-ABDOMINAL PRESSURE MEASUREMENT CATHETERS | 3 | NO
U | DEVICES FOR UROGENITAL SYSTEM | U050401 | INTRA-ABDOMINAL PRESSURE MEASUREMENT CATHETERS, WITHOUT BALLOON | 4 | YES
U | DEVICES FOR UROGENITAL SYSTEM | U050402 | INTRA-ABDOMINAL PRESSURE MEASUREMENT CATHETERS, WITH BALLOON | 4 | YES
U | DEVICES FOR UROGENITAL SYSTEM | U0505 | CAVERNOSOMETRY AND CAVERNOSOGRAPHY PROBES | 3 | YES
U | DEVICES FOR UROGENITAL SYSTEM | U0580 | URODYNAMICS DEVICES - ACCESSORIES | 3 | YES
U | DEVICES FOR UROGENITAL SYSTEM | U0599 | URODYNAMICS DEVICES - OTHER | 3 | YES
U | DEVICES FOR UROGENITAL SYSTEM | U06 | UROLOGICAL GUIDEWIRES | 2 | NO
U | DEVICES FOR UROGENITAL SYSTEM | U0601 | UROLOGICAL GUIDEWIRES, HYDROPHILIC | 3 | YES
U | DEVICES FOR UROGENITAL SYSTEM | U0602 | UROLOGICAL GUIDEWIRES, NOT HYDROPHILIC | 3 | YES
U | DEVICES FOR UROGENITAL SYSTEM | U0699 | UROLOGICAL GUIDEWIRES - OTHER | 3 | YES
U | DEVICES FOR UROGENITAL SYSTEM | U07 | DEVICES FOR THE TREATMENT OF INCONTINENCE | 2 | NO
U | DEVICES FOR UROGENITAL SYSTEM | U0701 | INTERNAL SYSTEMS FOR THE TREATMENT OF INCONTINENCE | 3 | NO
U | DEVICES FOR UROGENITAL SYSTEM | U070101 | SLING SYSTEMS FOR THE TREATMENT OF INCONTINENCE | 4 | YES
U | DEVICES FOR UROGENITAL SYSTEM | U070199 | INTERNAL SYSTEMS FOR THE TREATMENT OF INCONTINENCE - OTHER | 4 | YES
U | DEVICES FOR UROGENITAL SYSTEM | U0702 | EXTERNAL DEVICES FOR THE TREATMENT OF INCONTINENCE | 3 | NO
U | DEVICES FOR UROGENITAL SYSTEM | U070201 | SHEATH CATHETER FOR THE TREATMENT OF INCONTINENCE | 4 | YES
U | DEVICES FOR UROGENITAL SYSTEM | U070299 | EXTERNAL DEVICES FOR THE TREATMENT OF INCONTINENCE - OTHER | 4 | YES
U | DEVICES FOR UROGENITAL SYSTEM | U0703 | PELVIC FLOOR REHABILITATION DEVICES | 3 | NO
U | DEVICES FOR UROGENITAL SYSTEM | U070301 | PELVIC FLOOR REHABILITATION DEVICES, BIOFEEDBACK, SINGLE-USE | 4 | YES
U | DEVICES FOR UROGENITAL SYSTEM | U070302 | PELVIC FLOOR REHABILITATION DEVICES, FUNCTIONAL ELECTROSTIMULATION, SINGLE-USE | 4 | YES
U | DEVICES FOR UROGENITAL SYSTEM | U070399 | PELVIC FLOOR REHABILITATION DEVICES - OTHER | 4 | YES
U | DEVICES FOR UROGENITAL SYSTEM | U0780 | DEVICES FOR THE TREATMENT OF INCONTINENCE - ACCESSORIES | 3 | YES
U | DEVICES FOR UROGENITAL SYSTEM | U0799 | DEVICES FOR THE TREATMENT OF INCONTINENCE - OTHER | 3 | YES
U | DEVICES FOR UROGENITAL SYSTEM | U08 | GYNAECOLOGICAL DEVICES | 2 | NO
U | DEVICES FOR UROGENITAL SYSTEM | U0801 | GYNAECOLOGICAL CATHETERS | 3 | NO
U | DEVICES FOR UROGENITAL SYSTEM | U080101 | CATHETERS FOR ENDOMETRIAL ABLATION | 4 | YES
U | DEVICES FOR UROGENITAL SYSTEM | U080102 | CATHETERS FOR HYSTEROSALPINGOGRAPHY | 4 | YES
U | DEVICES FOR UROGENITAL SYSTEM | U080103 | CATHETERS FOR HYSTEROSCOPY | 4 | YES
U | DEVICES FOR UROGENITAL SYSTEM | U080199 | GYNAECOLOGICAL CATHETERS - OTHER | 4 | YES
U | DEVICES FOR UROGENITAL SYSTEM | U0802 | DEVICES FOR ASSISTED REPRODUCTION | 3 | NO
U | DEVICES FOR UROGENITAL SYSTEM | U080201 | CATHETERS FOR ASSISTED REPRODUCTION | 4 | NO
U | DEVICES FOR UROGENITAL SYSTEM | U08020101 | CATHETERS FOR INSEMINATION | 5 | YES
U | DEVICES FOR UROGENITAL SYSTEM | U08020102 | CATHETERS FOR EMBRYO TRANSFER | 5 | YES
U | DEVICES FOR UROGENITAL SYSTEM | U08020180 | ASSISTED REPRODUCTION CATHETERS - ACCESSORIES | 5 | YES
U | DEVICES FOR UROGENITAL SYSTEM | U08020199 | ASSISTED REPRODUCTION CATHETERS - OTHER | 5 | YES
U | DEVICES FOR UROGENITAL SYSTEM | U080202 | NEEDLES AND SETS FOR OOCYTE RETRIEVAL FOR ASSISTED REPRODUCTION | 4 | NO
U | DEVICES FOR UROGENITAL SYSTEM | U08020201 | SINGLE LUMEN NEEDLES AND SETS/SYSTEMS FOR OOCYTE RETRIEVAL | 5 | YES
U | DEVICES FOR UROGENITAL SYSTEM | U08020202 | DOUBLE LUMEN NEEDLES AND SETS/SYSTEMS FOR OOCYTE RETRIEVAL | 5 | YES
U | DEVICES FOR UROGENITAL SYSTEM | U080203 | DEVICES FOR MICROMANIPULATION OF BIOLOGICAL MATERIAL FOR ASSISTED REPRODUCTION | 4 | NO
U | DEVICES FOR UROGENITAL SYSTEM | U08020301 | PIPETTES FOR ASSISTED REPRODUCTION | 5 | NO
U | DEVICES FOR UROGENITAL SYSTEM | U0802030101 | BIOPSY PIPETTES FOR ASSISTED REPRODUCTION | 6 | YES
U | DEVICES FOR UROGENITAL SYSTEM | U0802030102 | DENUDING PIPETTES | 6 | YES
U | DEVICES FOR UROGENITAL SYSTEM | U0802030103 | HANDLING PIPETTES | 6 | YES
U | DEVICES FOR UROGENITAL SYSTEM | U0802030104 | HATCHING/DRILLING PIPETTES | 6 | YES
U | DEVICES FOR UROGENITAL SYSTEM | U0802030105 | HOLDING PIPETTES | 6 | YES
U | DEVICES FOR UROGENITAL SYSTEM | U0802030106 | ICSI PIPETTES | 6 | YES
U | DEVICES FOR UROGENITAL SYSTEM | U0802030107 | PASTEUR PIPETTES FOR ASSISTED REPRODUCTION | 6 | YES
U | DEVICES FOR UROGENITAL SYSTEM | U0802030108 | PZD PIPETTES | 6 | YES
U | DEVICES FOR UROGENITAL SYSTEM | U0802030199 | PIPETTES FOR ASSISTED REPRODUCTION - OTHER | 6 | YES
U | DEVICES FOR UROGENITAL SYSTEM | U08020302 | SYSTEMS FOR MICROMANIPULATION OF BIOLOGICAL MATERIAL FOR ASSISTED REPRODUCTION | 5 | NO
U | DEVICES FOR UROGENITAL SYSTEM | U0802030201 | TIPS FOR ASSISTED REPRODUCTION | 6 | YES
U | DEVICES FOR UROGENITAL SYSTEM | U0802030202 | HANDPIECES FOR TIPS FOR ASSISTED REPRODUCTION | 6 | YES
U | DEVICES FOR UROGENITAL SYSTEM | U08020380 | DEVICES FOR MICROMANIPULATION OF BIOLOGICAL MATERIAL FOR ASSISTED REPRODUCTION - ACCESSORIES | 5 | YES
U | DEVICES FOR UROGENITAL SYSTEM | U08020399 | DEVICES FOR MICROMANIPULATION OF BIOLOGICAL MATERIAL FOR ASSISTED REPRODUCTION - OTHER | 5 | YES
U | DEVICES FOR UROGENITAL SYSTEM | U080204 | CRYOPRESERVATION CONTAINERS/SETS FOR ASSISTED REPRODUCTION | 4 | NO
U | DEVICES FOR UROGENITAL SYSTEM | U08020401 | CRYOPRESERVATION CONTAINERS/STRAWS/VIALS FOR ASSISTED REPRODUCTION | 5 | YES
U | DEVICES FOR UROGENITAL SYSTEM | U080205 | SUBSTRATES FOR STORING/HANDLING BIOLOGICAL MATERIAL FOR ASSISTED REPRODUCTION | 4 | NO
U | DEVICES FOR UROGENITAL SYSTEM | U08020501 | MATERIALS/SOLUTIONS FOR FREEZING/THAWING FOR ASSISTED REPRODUCTION | 5 | YES
U | DEVICES FOR UROGENITAL SYSTEM | U08020502 | MATERIALS/SOLUTIONS FOR PREPARATION/HANDLING FOR ASSISTED REPRODUCTION | 5 | YES
U | DEVICES FOR UROGENITAL SYSTEM | U08020503 | MATERIALS/CULTURE MEDIA FOR ASSISTED REPRODUCTION | 5 | YES
U | DEVICES FOR UROGENITAL SYSTEM | U08020599 | SUBSTRATES FOR STORING/HANDLING BIOLOGICAL MATERIAL FOR ASSISTED REPRODUCTION - OTHER | 5 | YES
U | DEVICES FOR UROGENITAL SYSTEM | U080206 | CULTURE PLATES FOR ASSISTED REPRODUCTION | 4 | YES
U | DEVICES FOR UROGENITAL SYSTEM | U080207 | CONTAINERS FOR PREPARATION OF BIOLOGICAL MATERIAL FOR ASSISTED REPRODUCTION | 4 | YES
U | DEVICES FOR UROGENITAL SYSTEM | U080299 | DEVICES FOR ASSISTED REPRODUCTION - OTHER | 4 | YES
U | DEVICES FOR UROGENITAL SYSTEM | U0803 | VAGINAL DEVICES IN THE FORM OF SOLUTIONS/CREAMS/OVA/TABLETS | 3 | YES
U | DEVICES FOR UROGENITAL SYSTEM | U0890 | DEVICES FOR GYNECOLOGY - VARIOUS | 3 | NO
U | DEVICES FOR UROGENITAL SYSTEM | U089002 | DEVICES FOR GYNAECOLOGICAL CYTOLOGY | 4 | YES
U | DEVICES FOR UROGENITAL SYSTEM | U089003 | HYSTEROMETERS, SINGLE-USE | 4 | YES
U | DEVICES FOR UROGENITAL SYSTEM | U089005 | PESSARIANS | 4 | YES
U | DEVICES FOR UROGENITAL SYSTEM | U089006 | VAGINAL SPECULUM, SINGLE-USE | 4 | YES
U | DEVICES FOR UROGENITAL SYSTEM | U089009 | VAGINAL APPLICATORS, SINGLE-USE | 4 | YES
U | DEVICES FOR UROGENITAL SYSTEM | U089010 | UTERINE CURETTES, SINGLE-USE | 4 | YES
U | DEVICES FOR UROGENITAL SYSTEM | U0899 | GYNAECOLOGICAL DEVICES - OTHER | 3 | YES
U | DEVICES FOR UROGENITAL SYSTEM | U09 | UROGENITAL ENDOSCOPIC DEVICES | 2 | NO
U | DEVICES FOR UROGENITAL SYSTEM | U0901 | URINARY STONE RETRIEVAL DEVICES | 3 | NO
U | DEVICES FOR UROGENITAL SYSTEM | U090101 | URINARY STONE RETRIEVAL BASKETS | 4 | YES
U | DEVICES FOR UROGENITAL SYSTEM | U090102 | URINARY STONE RETRIEVAL BALLOON CATHETERS | 4 | YES
U | DEVICES FOR UROGENITAL SYSTEM | U090199 | URINARY STONE RETRIEVAL DEVICES - OTHER | 4 | YES
U | DEVICES FOR UROGENITAL SYSTEM | U0902 | UROGENITAL ENDOSCOPIC RESECTION INSTRUMENTS | 3 | NO
U | DEVICES FOR UROGENITAL SYSTEM | U090201 | UROGENITAL THERMOABLATION, NEEDLES AND KITS | 4 | YES
U | DEVICES FOR UROGENITAL SYSTEM | U090202 | PROSTATECTOMY LOOPS | 4 | YES
U | DEVICES FOR UROGENITAL SYSTEM | U090203 | GYNAECOLOGY LOOPS | 4 | YES
U | DEVICES FOR UROGENITAL SYSTEM | U090204 | BLADDER EVACUATORS | 4 | YES
U | DEVICES FOR UROGENITAL SYSTEM | U090299 | UROGENITAL ENDOSCOPIC RESECTION INSTRUMENTS - OTHER | 4 | YES
U | DEVICES FOR UROGENITAL SYSTEM | U0903 | SINGLE-USE INSTRUMENTS FOR UROGENITAL ENDOSCOPY | 3 | NO
U | DEVICES FOR UROGENITAL SYSTEM | U090301 | FORCEPS FOR UROGENITAL ENDOSCOPY, SINGLE-USE | 4 | NO
U | DEVICES FOR UROGENITAL SYSTEM | U09030101 | BIOPSY FORCEPS FOR UROGENITAL ENDOSCOPY, SINGLE-USE | 5 | NO
U | DEVICES FOR UROGENITAL SYSTEM | U0903010101 | COLD BIOPSY FORCEPS FOR UROGENITAL ENDOSCOPY, SINGLE-USE | 6 | YES
U | DEVICES FOR UROGENITAL SYSTEM | U0903010102 | HOT BIOPSY FORCEPS FOR UROGENITAL ENDOSCOPY, SINGLE-USE | 6 | YES
U | DEVICES FOR UROGENITAL SYSTEM | U09030102 | EXTRACTION FORCEPS FOR UROGENITAL ENDOSCOPY, SINGLE-USE | 5 | YES
U | DEVICES FOR UROGENITAL SYSTEM | U09030199 | FORCEPS FOR UROGENITAL ENDOSCOPY, SINGLE-USE - OTHER | 5 | YES
U | DEVICES FOR UROGENITAL SYSTEM | U090303 | UROGENITAL ENDOSCOPY BRUSHES | 4 | NO
U | DEVICES FOR UROGENITAL SYSTEM | U09030301 | UROGENITAL CYTOLOGY BRUSHES | 5 | YES
U | DEVICES FOR UROGENITAL SYSTEM | U14 | NON-IMPLANTABLE DEVICES FOR SEXUAL DYSFUNCTION | 2 | YES
U | DEVICES FOR UROGENITAL SYSTEM | U99 | DEVICES FOR UROGENITAL SYSTEM - OTHER | 2 | YES
V | VARIOUS MEDICAL DEVICES | V | VARIOUS MEDICAL DEVICES | 1 | NO
V | VARIOUS MEDICAL DEVICES | V01 | CUTTING DEVICES, SINGLE-USE | 2 | NO
V | VARIOUS MEDICAL DEVICES | V0101 | SCALPELS, SINGLE-USE | 3 | NO
V | VARIOUS MEDICAL DEVICES | V010101 | SCALPELS WITH SAFETY SYSTEMS, SINGLE-USE | 4 | YES
V | VARIOUS MEDICAL DEVICES | V010102 | SCALPELS WITHOUT SAFETY SYSTEMS, SINGLE-USE | 4 | YES
V | VARIOUS MEDICAL DEVICES | V0102 | STAPLE REMOVER KNIVES, SINGLE-USE | 3 | YES
V | VARIOUS MEDICAL DEVICES | V0103 | BLADES, SINGLE-USE - NOT INCLUDED IN OTHER CLASSES | 3 | NO
V | VARIOUS MEDICAL DEVICES | V010301 | BLADES WITH SAFETY SYSTEMS, SINGLE-USE - NOT INCLUDED IN OTHER CLASSES | 4 | YES
V | VARIOUS MEDICAL DEVICES | V010302 | BLADES WITHOUT SAFETY SYSTEMS, SINGLE-USE - NOT INCLUDED IN OTHER CLASSES | 4 | YES
V | VARIOUS MEDICAL DEVICES | V0104 | LANCETS, SINGLE-USE | 3 | NO
V | VARIOUS MEDICAL DEVICES | V010401 | LANCETS WITH SAFETY SYSTEMS, SINGLE-USE | 4 | YES
V | VARIOUS MEDICAL DEVICES | V010402 | LANCETS WITHOUT SAFETY SYSTEMS, SINGLE-USE | 4 | YES
V | VARIOUS MEDICAL DEVICES | V0199 | CUTTING DEVICES, SINGLE-USE - OTHER | 3 | YES
V | VARIOUS MEDICAL DEVICES | V02 | NEONATOLOGY AND PAEDIATRIC DEVICES | 2 | NO
V | VARIOUS MEDICAL DEVICES | V0201 | PHOTOTHERAPY MASKS | 3 | YES
V | VARIOUS MEDICAL DEVICES | V0202 | UMBILICAL CLAMPS AND CLIPPERS, SINGLE-USE | 3 | YES
V | VARIOUS MEDICAL DEVICES | V0203 | NEWBORN NUTRITION DEVICES | 3 | NO
V | VARIOUS MEDICAL DEVICES | V020301 | MANUAL BREAST PUMPERS AND KITS | 4 | YES
V | VARIOUS MEDICAL DEVICES | V020302 | BABY BOTTLES AND KIT | 4 | YES
V | VARIOUS MEDICAL DEVICES | V020303 | TEATS | 4 | YES
V | VARIOUS MEDICAL DEVICES | V020380 | NEWBORN NUTRITION DEVICES - ACCESSORIES | 4 | YES
V | VARIOUS MEDICAL DEVICES | V020399 | NEWBORN NUTRITION DEVICES - OTHER | 4 | YES
V | VARIOUS MEDICAL DEVICES | V0280 | NEONATOLOGY AND PEDIATRICS DEVICES - ACCESSORIES NOT INCLUDED IN OTHER CLASSES | 3 | NO
V | VARIOUS MEDICAL DEVICES | V028002 | NEONATOLOGY CARE KITS | 4 | YES
V | VARIOUS MEDICAL DEVICES | V028099 | NEONATOLOGY AND PEDIATRICS DEVICES - ACCESSORIES NOT INCLUDED IN OTHER CLASSES - OTHER | 4 | YES
V | VARIOUS MEDICAL DEVICES | V0299 | NEONATOLOGY AND PAEDIATRIC DEVICES - OTHER | 3 | YES
V | VARIOUS MEDICAL DEVICES | V03 | MEASUREMENT DEVICES | 2 | NO
V | VARIOUS MEDICAL DEVICES | V0301 | BODY TEMPERATURE MEASUREMENT DEVICES | 3 | NO
V | VARIOUS MEDICAL DEVICES | V030101 | THERMOMETERS | 4 | NO
V | VARIOUS MEDICAL DEVICES | V03010102 | DIGITAL THERMOMETERS | 5 | NO
V | VARIOUS MEDICAL DEVICES | V0301010201 | CONTACT DIGITAL THERMOMETERS (INCLUDING PROBES) | 6 | YES
V | VARIOUS MEDICAL DEVICES | V0301010202 | NON-CONTACT DIGITAL THERMOMETERS | 6 | YES
V | VARIOUS MEDICAL DEVICES | V0301010299 | DIGITAL THERMOMETERS - OTHER | 6 | YES
V | VARIOUS MEDICAL DEVICES | V03010104 | LIQUID EXPANSION THERMOMETERS | 5 | YES
V | VARIOUS MEDICAL DEVICES | V03010105 | LIQUID CRYSTAL BODY TEMPERATURE INDICATORS | 5 | YES
V | VARIOUS MEDICAL DEVICES | V03010199 | THERMOMETERS - OTHER | 5 | YES
V | VARIOUS MEDICAL DEVICES | V030102 | BODY TEMPERATURE MONITORING PROBES | 4 | NO
V | VARIOUS MEDICAL DEVICES | V03010201 | TEMPERATURE MONITORING CUTANEOUS PROBES | 5 | YES
V | VARIOUS MEDICAL DEVICES | V03010299 | BODY TEMPERATURE MONITORING PROBES - OTHER | 5 | YES
V | VARIOUS MEDICAL DEVICES | V030180 | BODY TEMPERATURE MEASURING DEVICES - ACCESSORIES | 4 | YES
V | VARIOUS MEDICAL DEVICES | V030199 | BODY TEMPERATURE MEASURING DEVICES - OTHER | 4 | YES
V | VARIOUS MEDICAL DEVICES | V0302 | CLINICAL DIMENSIONAL PARAMETERS MEASURING DEVICES | 3 | NO
V | VARIOUS MEDICAL DEVICES | V030201 | CALIPERS | 4 | YES
V | VARIOUS MEDICAL DEVICES | V030202 | GONIOMETERS | 4 | YES
V | VARIOUS MEDICAL DEVICES | V030203 | OPHTHALMOLOGY MEASUREMENT DEVICES NOT INCLUDED IN OTHER CLASSES | 4 | YES
V | VARIOUS MEDICAL DEVICES | V030204 | IMPLANT MEASUREMENT DEVICES NOT INCLUDED IN OTHER CLASSES | 4 | YES
V | VARIOUS MEDICAL DEVICES | V030205 | OBSTETRICS AND GYNECOLOGY MEASUREMENT DEVICES NOT INCLUDED IN OTHER CLASSES | 4 | YES
V | VARIOUS MEDICAL DEVICES | V030206 | UROLOGY MEASUREMENT DEVICES NOT INCLUDED IN OTHER CLASSES | 4 | YES
V | VARIOUS MEDICAL DEVICES | V030207 | SENSITIVITY MEASUREMENTS DEVICES NOT INCLUDED IN OTHER CLASSES | 4 | YES
V | VARIOUS MEDICAL DEVICES | V030208 | ENT MEASUREMENT DEVICES NOT INCLUDED IN OTHER CLASSES | 4 | YES
V | VARIOUS MEDICAL DEVICES | V030209 | CLINICAL ALTIMETERS | 4 | YES
V | VARIOUS MEDICAL DEVICES | V030210 | WEIGHING SCALES (EXCLUDING THOSE FOR NEONATOLOGY) | 4 | YES
V | VARIOUS MEDICAL DEVICES | V030211 | MULTIDIMENSIONAL MEASUREMENTS STATIONS | 4 | NO
V | VARIOUS MEDICAL DEVICES | V03021101 | CLINICAL ALTIMETERS WITH WEIGHING SCALE | 5 | YES
V | VARIOUS MEDICAL DEVICES | V03021199 | MULTIDIMENSIONAL MEASUREMENTS STATIONS - OTHER | 5 | YES
V | VARIOUS MEDICAL DEVICES | V030299 | DIMENSIONAL CLINICAL PARAMETERS MEASURING DEVICES - OTHER | 4 | YES
V | VARIOUS MEDICAL DEVICES | V0380 | DEVICES WITH MEASURING FUNCTIONS - ACCESSORIES | 3 | YES
V | VARIOUS MEDICAL DEVICES | V0399 | MEASUREMENT DEVICES - OTHER | 3 | YES
V | VARIOUS MEDICAL DEVICES | V04 | CLINICAL USE CONTAINERS (NON-IVD) | 2 | NO
V | VARIOUS MEDICAL DEVICES | V0401 | CLINICAL USE BOTTLES | 3 | YES
V | VARIOUS MEDICAL DEVICES | V0402 | CLINICAL USE TRAYS AND BOWLS | 3 | YES
V | VARIOUS MEDICAL DEVICES | V0480 | CLINICAL USE CONTAINERS (NON-IVD) - ACCESSORIES | 3 | YES
V | VARIOUS MEDICAL DEVICES | V0499 | CLINICAL USE CONTAINERS (NON-IVD) - OTHER | 3 | YES
V | VARIOUS MEDICAL DEVICES | V05 | CLINICAL PROCEDURES KITS NOT INCLUDED IN OTHER CLASSES | 2 | NO
V | VARIOUS MEDICAL DEVICES | V0501 | CLINICAL EMERGENCY KITS | 3 | YES
V | VARIOUS MEDICAL DEVICES | V0502 | CLINICAL ADMINISTRATION KITS NOT INCLUDED IN OTHER CLASSES | 3 | YES
V | VARIOUS MEDICAL DEVICES | V0599 | CLINICAL PROCEDURES KITS NOT INCLUDED IN OTHER CLASSES - OTHER | 3 | YES
V | VARIOUS MEDICAL DEVICES | V06 | CLINICAL PROCEDURE SIMULATION DEVICES | 2 | NO
V | VARIOUS MEDICAL DEVICES | V0601 | ORTHOPAEDIC AND TRAUMATOLOGY PROCEDURES SIMULATION DEVICES | 3 | NO
V | VARIOUS MEDICAL DEVICES | V060101 | ORTHOPAEDIC PROSTHESES TESTING DEVICES | 4 | NO
V | VARIOUS MEDICAL DEVICES | V06010101 | HIP PROSTHESES TESTING DEVICES | 5 | YES
V | VARIOUS MEDICAL DEVICES | V06010102 | KNEE PROSTHESES TESTING DEVICES | 5 | YES
V | VARIOUS MEDICAL DEVICES | V06010103 | SHOULDER PROSTHESES TESTING DEVICES | 5 | YES
V | VARIOUS MEDICAL DEVICES | V06010199 | ORTHOPAEDIC PROSTHESES TESTING DEVICES - OTHER | 5 | YES
V | VARIOUS MEDICAL DEVICES | V060102 | SPINAL SURGERY TESTING DEVICES | 4 | YES
V | VARIOUS MEDICAL DEVICES | V0602 | VASCULAR PROCEDURES SIMULATION DEVICES | 3 | YES
V | VARIOUS MEDICAL DEVICES | V0603 | DENTAL PROCEDURES SIMULATION DEVICES | 3 | YES
V | VARIOUS MEDICAL DEVICES | V0604 | GENERAL SURGICAL PROCEDURES SIMULATION DEVICES | 3 | YES
V | VARIOUS MEDICAL DEVICES | V0605 | OPHTHALMOLOGICAL PROCEDURES SIMULATION DEVICES | 3 | YES
V | VARIOUS MEDICAL DEVICES | V0606 | BREAST SURGERY TESTING DEVICES | 3 | YES
V | VARIOUS MEDICAL DEVICES | V0607 | OSTEOSYNTHESIS IMPLANTS TESTING DEVICES | 3 | YES
V | VARIOUS MEDICAL DEVICES | V0680 | CLINICAL PROCEDURES SIMULATION DEVICES - ACCESSORIES | 3 | YES
V | VARIOUS MEDICAL DEVICES | V0699 | CLINICAL PROCEDURES SIMULATION DEVICES - OTHER | 3 | YES
V | VARIOUS MEDICAL DEVICES | V07 | MEDICAL DEVICE CLEANING DEVICES, NOT OTHERWISE CLASSIFIED | 2 | NO
V | VARIOUS MEDICAL DEVICES | V0701 | CLEANING BRUSHES | 3 | NO
V | VARIOUS MEDICAL DEVICES | V070101 | ENDOSCOPES CLEANING BRUSHES - FOR GENERIC USE | 4 | YES
V | VARIOUS MEDICAL DEVICES | V070102 | DIGESTIVE ENDOSCOPY ENDOSCOPES CLEANING BRUSHES | 4 | YES
V | VARIOUS MEDICAL DEVICES | V070103 | NEPHRO-CISTOSCOPIC OPTICS CLEANING BRUSHES | 4 | YES
V | VARIOUS MEDICAL DEVICES | V070104 | BRONCHOSCOPIC OPTICS CLEANING BRUSHES | 4 | YES
V | VARIOUS MEDICAL DEVICES | V070105 | INSTRUMENTS CLEANING BRUSHES | 4 | YES
V | VARIOUS MEDICAL DEVICES | V0702 | CANNULATED INSTRUMENTS AND DEVICES CLEANING BRUSHES | 3 | YES
V | VARIOUS MEDICAL DEVICES | V0703 | ELECTRODES CLEANING SPONGES | 3 | YES
V | VARIOUS MEDICAL DEVICES | V0704 | CANNULATED INSTRUMENTS AND DEVICES CLEANING STYLETS | 3 | YES
V | VARIOUS MEDICAL DEVICES | V0799 | PRODUCTS FOR CLEANING MEDICAL DEVICES NOT INCLUDED IN OTHER CLASSES - OTHER | 3 | YES
V | VARIOUS MEDICAL DEVICES | V08 | HEALTHCARE ACTIVITIES SUPPORTIVE EQUIPMENT AND AIDS | 2 | NO
V | VARIOUS MEDICAL DEVICES | V0802 | MEDICAL CHAIRS | 3 | NO
V | VARIOUS MEDICAL DEVICES | V080201 | ELECTRIC MEDICAL CHAIRS | 4 | NO
V | VARIOUS MEDICAL DEVICES | V08020101 | GENERIC USE ELECTRIC MEDICAL CHAIRS | 5 | YES
V | VARIOUS MEDICAL DEVICES | V08020102 | ELECTRIC MEDICAL CHAIRS WITH WEIGHING SYSTEM | 5 | YES
V | VARIOUS MEDICAL DEVICES | V08020199 | ELECTRIC MEDICAL CHAIRS - OTHER | 5 | YES
V | VARIOUS MEDICAL DEVICES | V080202 | MANUAL MEDICAL CHAIRS | 4 | YES
V | VARIOUS MEDICAL DEVICES | V080280 | MEDICAL CHAIRS - ACCESSORIES | 4 | YES
V | VARIOUS MEDICAL DEVICES | V080299 | MEDICAL CHAIRS - OTHER | 4 | YES
V | VARIOUS MEDICAL DEVICES | V0803 | MEDICAL CUSHIONS | 3 | NO
V | VARIOUS MEDICAL DEVICES | V080301 | ANTI-DECUBITUS MEDICAL CUSHIONS | 4 | NO
V | VARIOUS MEDICAL DEVICES | V08030101 | ACTIVE ANTI-DECUBITUS MEDICAL CUSHIONS | 5 | YES
V | VARIOUS MEDICAL DEVICES | V08030102 | NON-ACTIVE ANTI-DECUBITUS MEDICAL CUSHIONS | 5 | YES
V | VARIOUS MEDICAL DEVICES | V080302 | PATIENT POSITIONING MEDICAL CUSHIONS | 4 | YES
V | VARIOUS MEDICAL DEVICES | V080399 | MEDICAL CUSHIONS - OTHER | 4 | YES
V | VARIOUS MEDICAL DEVICES | V0804 | PATIENT IMMOBILISERS (in diagnostic or therapeutic procedures) | 3 | YES
V | VARIOUS MEDICAL DEVICES | V0805 | PATIENT TRANSFER EQUIPMENT | 3 | NO
V | VARIOUS MEDICAL DEVICES | V080501 | PATIENT TRANSFER STRETCHERS | 4 | NO
V | VARIOUS MEDICAL DEVICES | V08050101 | GENERIC USE STRETCHERS | 5 | YES
V | VARIOUS MEDICAL DEVICES | V08050102 | SELF-LOADING STRETCHERS | 5 | YES
V | VARIOUS MEDICAL DEVICES | V08050103 | EMERGENCY AND TRAUMATOLOGY STRETCHERS | 5 | YES
V | VARIOUS MEDICAL DEVICES | V08050104 | BIO-CONTAINMENT STRETCHERS | 5 | YES
V | VARIOUS MEDICAL DEVICES | V08050199 | PATIENT TRANSFER STRETCHERS - OTHER | 5 | YES
V | VARIOUS MEDICAL DEVICES | V080502 | PATIENT TRANSFER CHAIRS | 4 | YES
V | VARIOUS MEDICAL DEVICES | V080503 | PATIENT TRANSFER LIFTS | 4 | NO
V | VARIOUS MEDICAL DEVICES | V08050301 | MOBILE LIFTS | 5 | NO
V | VARIOUS MEDICAL DEVICES | V0805030101 | MANUAL MOBILE LIFTS | 6 | YES
V | VARIOUS MEDICAL DEVICES | V0805030102 | ELECTRIC MOBILE LIFTS | 6 | YES
V | VARIOUS MEDICAL DEVICES | V08050302 | ELECTRIC FIXED LIFTS | 5 | YES
V | VARIOUS MEDICAL DEVICES | V08050303 | BATH LIFTS | 5 | YES
V | VARIOUS MEDICAL DEVICES | V08050380 | PATIENT TRANSFER LIFTS - ACCESSORIES | 5 | NO
V | VARIOUS MEDICAL DEVICES | V0805038001 | RIGID SUPPORTS FOR LIFTS (STRETCHERS) | 6 | YES
V | VARIOUS MEDICAL DEVICES | V0805038002 | NON-RIGID SUPPORTS FOR LIFTS (HARNESSES) | 6 | YES
V | VARIOUS MEDICAL DEVICES | V08050399 | PATIENT TRANSFER LIFTS - OTHER | 5 | YES
V | VARIOUS MEDICAL DEVICES | V080504 | PATIENT TRANSFER BOARDS AND TABLES | 4 | YES
V | VARIOUS MEDICAL DEVICES | V080505 | PATIENT TRANSFER SHEETS AND MATTRESSES | 4 | YES
V | VARIOUS MEDICAL DEVICES | V0806 | MEDICAL BEDS | 3 | NO
V | VARIOUS MEDICAL DEVICES | V080601 | ELECTRIC MEDICAL BEDS | 4 | NO
V | VARIOUS MEDICAL DEVICES | V08060101 | HOSPITAL/HOME CARE ELECTRIC MEDICAL BEDS | 5 | YES
V | VARIOUS MEDICAL DEVICES | V08060102 | INTENSIVE CARE OR RESUSCITATION ELECTRIC MEDICAL BEDS | 5 | YES
V | VARIOUS MEDICAL DEVICES | V08060103 | SEMI-INTENSIVE THERAPY OR CARDIAC INTENSIVE CARE UNITS (CICU) ELECTRIC MEDICAL BEDS | 5 | YES
V | VARIOUS MEDICAL DEVICES | V08060104 | BURN PATIENT ELECTRIC MEDICAL BEDS | 5 | YES
V | VARIOUS MEDICAL DEVICES | V08060105 | ELECTRIC MEDICAL BEDS WITH WEIGHING SYSTEM | 5 | YES
V | VARIOUS MEDICAL DEVICES | V08060106 | BARIATRIC ELECTRIC MEDICAL BEDS | 5 | YES
V | VARIOUS MEDICAL DEVICES | V08060107 | PEDIATRIC ELECTRIC MEDICAL BEDS | 5 | NO
V | VARIOUS MEDICAL DEVICES | V0806010701 | HOSPITAL/HOME CARE PEDIATRIC ELECTRIC MEDICAL BEDS | 6 | YES
V | VARIOUS MEDICAL DEVICES | V0806010702 | INTENSIVE CARE PEDIATRIC ELECTRIC MEDICAL BEDS | 6 | YES
V | VARIOUS MEDICAL DEVICES | V08060199 | ELECTRIC MEDICAL BEDS - OTHER | 5 | YES
V | VARIOUS MEDICAL DEVICES | V080602 | MANUAL MEDICAL BEDS | 4 | YES
V | VARIOUS MEDICAL DEVICES | V080603 | TREATMENT, DIAGNOSIS AND MONITORING MEDICAL BEDS | 4 | YES
V | VARIOUS MEDICAL DEVICES | V080680 | MEDICAL BEDS - ACCESSORIES | 4 | NO
V | VARIOUS MEDICAL DEVICES | V08068001 | BED RAILS | 5 | YES
V | VARIOUS MEDICAL DEVICES | V08068002 | BED SUPPORTS | 5 | YES
V | VARIOUS MEDICAL DEVICES | V08068099 | MEDICAL BEDS - OTHER ACCESSORIES | 5 | YES
V | VARIOUS MEDICAL DEVICES | V080699 | MEDICAL BEDS - OTHER | 4 | YES
V | VARIOUS MEDICAL DEVICES | V0807 | ANTI-DECUBITUS MEDICAL MATTRESSES | 3 | NO
V | VARIOUS MEDICAL DEVICES | V080701 | ACTIVE ANTI-DECUBITUS MEDICAL MATTRESSES | 4 | YES
V | VARIOUS MEDICAL DEVICES | V080702 | NON ACTIVE ANTI-DECUBITUS MEDICAL MATTRESSES | 4 | YES
V | VARIOUS MEDICAL DEVICES | V0808 | MEDICAL CROSSBARS | 3 | YES
V | VARIOUS MEDICAL DEVICES | V0809 | MANUAL CLINICAL CRIBS FOR NEWBORNS | 3 | YES
V | VARIOUS MEDICAL DEVICES | V0810 | NEWBORN POSITIONERS | 3 | YES
V | VARIOUS MEDICAL DEVICES | V0811 | HEEL, ELBOW AND KNEE ANTI-DECUBITUS PROTECTION AIDS | 3 | YES
V | VARIOUS MEDICAL DEVICES | V0812 | FECES AND URINE COLLECTION AIDS (BED PANS AND PARROTS) | 3 | YES
V | VARIOUS MEDICAL DEVICES | V0880 | MEDICAL SUPPORT EQUIPMENT - ACCESSORIES | 3 | YES
V | VARIOUS MEDICAL DEVICES | V0899 | MEDICAL SUPPORT EQUIPMENT - OTHER | 3 | YES
V | VARIOUS MEDICAL DEVICES | V09 | FLUIDS/GASES FOR CLINICAL/THERAPEUTIC USE | 2 | NO
V | VARIOUS MEDICAL DEVICES | V0901 | CLINICAL/THERAPEUTIC APPLICATIONS CARBON DIOXIDE | 3 | YES
V | VARIOUS MEDICAL DEVICES | V0902 | CLINICAL/THERAPEUTIC APPLICATIONS LIQUID NITROGEN | 3 | YES
V | VARIOUS MEDICAL DEVICES | V0903 | CLINICAL/THERAPEUTIC APPLICATIONS GAS MIXTURES | 3 | YES
V | VARIOUS MEDICAL DEVICES | V0904 | CLINICAL/THERAPEUTIC APPLICATIONS NITROUS OXIDE | 3 | YES
V | VARIOUS MEDICAL DEVICES | V0905 | CLINICAL/THERAPEUTIC APPLICATIONS ARGON | 3 | YES
V | VARIOUS MEDICAL DEVICES | V0999 | FLUIDS/GASES FOR CLINICAL/THERAPEUTICAL USE - OTHER | 3 | YES
V | VARIOUS MEDICAL DEVICES | V80 | CLINICAL USE ACCESSORIES NOT INCLUDED IN OTHER CLASSES | 2 | YES
V | VARIOUS MEDICAL DEVICES | V90 | VARIOUS DEVICES NOT INCLUDED IN OTHER CLASSES | 2 | NO
V | VARIOUS MEDICAL DEVICES | V9001 | TONGUE DEPRESSORS, SINGLE-USE | 3 | YES
V | VARIOUS MEDICAL DEVICES | V9002 | ENTEROCLYSIS DEVICES | 3 | YES
V | VARIOUS MEDICAL DEVICES | V9003 | TOURNIQUETS | 3 | YES
V | VARIOUS MEDICAL DEVICES | V9004 | SKIN MARKING DERMOGRAPHIC PENCILS AND PENS | 3 | YES
V | VARIOUS MEDICAL DEVICES | V9005 | RUBBER SQUIRTS FOR IRRIGATION | 3 | YES
V | VARIOUS MEDICAL DEVICES | V9007 | STERILE INSTRUMENT LUBRICANTS | 3 | YES
V | VARIOUS MEDICAL DEVICES | V9010 | PARASITE ELIMINATION MECHANICAL DEVICES | 3 | NO
V | VARIOUS MEDICAL DEVICES | V901001 | LICE ELIMINATION MECHANICAL DEVICES | 4 | YES
V | VARIOUS MEDICAL DEVICES | V901099 | PARASITE ELIMINATION MECHANICAL DEVICES - OTHER | 4 | YES
V | VARIOUS MEDICAL DEVICES | V9011 | MULTIFUNCTIONAL TRANSDUCERS | 3 | YES
V | VARIOUS MEDICAL DEVICES | V9012 | NON-SPECIALIST SURGICAL INSTRUMENTS AND KITS, SINGLE-USE | 3 | YES
V | VARIOUS MEDICAL DEVICES | V9015 | ELECTRODES AND PROBES CUTANEOUS CONDUCTIVE SUBSTANCES | 3 | YES
V | VARIOUS MEDICAL DEVICES | V9016 | SPECIALIST SURGICAL INSTRUMENTS AND KITS NOT INCLUDED IN OTHER CLASSES, SINGLE-USE | 3 | NO
V | VARIOUS MEDICAL DEVICES | V901601 | PLASTIC SURGERY AND NON-AESTHETIC PURPOSES GENERIC USE INSTRUMENTS AND KITS, SINGLE-USE | 4 | YES
V | VARIOUS MEDICAL DEVICES | V901602 | DERMOSURGERY INSTRUMENTS AND KITS, SINGLE-USE | 4 | YES
V | VARIOUS MEDICAL DEVICES | V901603 | SUPERFICIAL TREATMENTS INSTRUMENTS AND KITS, SINGLE-USE | 4 | YES
V | VARIOUS MEDICAL DEVICES | V901699 | SPECIALIST SURGICAL INSTRUMENTS AND KITS NOT INCLUDED IN OTHER CLASSES, SINGLE-USE - OTHER | 4 | YES
V | VARIOUS MEDICAL DEVICES | V9017 | ORAL ADMINISTRATION PREPARATIONS NOT INCLUDED IN OTHER CLASSES | 3 | YES
V | VARIOUS MEDICAL DEVICES | V9018 | TRICHOTOMY MANUAL DEVICES | 3 | YES
V | VARIOUS MEDICAL DEVICES | V9099 | VARIOUS DEVICES NOT INCLUDED IN OTHER CLASSES - OTHER | 3 | YES
V | VARIOUS MEDICAL DEVICES | V92 | MEDICAL DEVICE SOFTWARE - NOT INCLUDED IN OTHER CLASSES | 2 | YES
W | IN VITRO DIAGNOSTIC MEDICAL DEVICES | W | IN VITRO DIAGNOSTIC MEDICAL DEVICES | 1 | NO
W | IN VITRO DIAGNOSTIC MEDICAL DEVICES | W01 | REAGENTS | 2 | NO
W | IN VITRO DIAGNOSTIC MEDICAL DEVICES | W0101 | CLINICAL CHEMISTRY | 3 | NO
W | IN VITRO DIAGNOSTIC MEDICAL DEVICES | W010101 | ENZYMES | 4 | NO
W | IN VITRO DIAGNOSTIC MEDICAL DEVICES | W01010101 | 5'-NUCLEOTIDASE | 5 | YES
W | IN VITRO DIAGNOSTIC MEDICAL DEVICES | W01010102 | ACID PHOSPHATASE (CC) | 5 | YES
W | IN VITRO DIAGNOSTIC MEDICAL DEVICES | W01010103 | ALANINE AMINO-TRANSFERASE | 5 | YES
W | IN VITRO DIAGNOSTIC MEDICAL DEVICES | W01010104 | ALDOLASE | 5 | YES
W | IN VITRO DIAGNOSTIC MEDICAL DEVICES | W01010105 | ALKALINE PHOSPHATASE - TOTAL | 5 | YES
W | IN VITRO DIAGNOSTIC MEDICAL DEVICES | W01010106 | ALKALINE PHOSPHATASE ISOENZYMES (CC) | 5 | YES
W | IN VITRO DIAGNOSTIC MEDICAL DEVICES | W01010107 | AMYLASE - TOTAL | 5 | YES
W | IN VITRO DIAGNOSTIC MEDICAL DEVICES | W01010108 | AMYLASE ISOENZYMES | 5 | YES
W | IN VITRO DIAGNOSTIC MEDICAL DEVICES | W01010109 | ANGIOTENSIN CONVERTING ENZYME (CC) | 5 | YES
W | IN VITRO DIAGNOSTIC MEDICAL DEVICES | W01010110 | ASPARTATE AMINO-TRANSFERASE | 5 | YES
W | IN VITRO DIAGNOSTIC MEDICAL DEVICES | W01010111 | CHOLINESTERASE | 5 | YES
W | IN VITRO DIAGNOSTIC MEDICAL DEVICES | W01010112 | CHYMOTRYPSIN | 5 | YES
W | IN VITRO DIAGNOSTIC MEDICAL DEVICES | W01010113 | CREATINE KINASE - TOTAL | 5 | YES
W | IN VITRO DIAGNOSTIC MEDICAL DEVICES | W01010114 | CREATINE KINASE - MB ACTIVITY (CC) | 5 | YES
W | IN VITRO DIAGNOSTIC MEDICAL DEVICES | W01010115 | CREATINE KINASE ISOENZYMES | 5 | YES
W | IN VITRO DIAGNOSTIC MEDICAL DEVICES | W01010116 | GAMMA GLUTAMYLTRANSFERASE | 5 | YES
W | IN VITRO DIAGNOSTIC MEDICAL DEVICES | W01010117 | GLUTAMATE DEHYDROGENASE | 5 | YES
W | IN VITRO DIAGNOSTIC MEDICAL DEVICES | W01010118 | HYDROXYBUTYRATE DEHYDROGENASE | 5 | YES
W | IN VITRO DIAGNOSTIC MEDICAL DEVICES | W01010119 | LACTATE DEHYDROGENASE L (LDH - L --> P) | 5 | YES
W | IN VITRO DIAGNOSTIC MEDICAL DEVICES | W01010120 | LACTATE DEHYDROGENASE P ( LDH - P --> L ) | 5 | YES
W | IN VITRO DIAGNOSTIC MEDICAL DEVICES | W01010121 | LACTATE DEHYDROGENASE ISOENZYMES | 5 | YES
W | IN VITRO DIAGNOSTIC MEDICAL DEVICES | W01010122 | LEUCINE AMINOPEPTIDASE | 5 | YES
W | IN VITRO DIAGNOSTIC MEDICAL DEVICES | W01010123 | LIPASE | 5 | YES
W | IN VITRO DIAGNOSTIC MEDICAL DEVICES | W01010124 | LYSOZYME | 5 | YES
W | IN VITRO DIAGNOSTIC MEDICAL DEVICES | W01010125 | MALATE DEHYDROGENASE | 5 | YES
W | IN VITRO DIAGNOSTIC MEDICAL DEVICES | W01010126 | N-ACETYL-B, D-GLUCOSAMINIDASE | 5 | YES
W | IN VITRO DIAGNOSTIC MEDICAL DEVICES | W01010127 | PEPSIN | 5 | YES
W | IN VITRO DIAGNOSTIC MEDICAL DEVICES | W01010128 | PHOSPHO HEXOSE ISOMERASE | 5 | YES
W | IN VITRO DIAGNOSTIC MEDICAL DEVICES | W01010129 | SORBITOL DEHYDROGENASE | 5 | YES
W | IN VITRO DIAGNOSTIC MEDICAL DEVICES | W01010130 | TRYPSIN | 5 | YES
W | IN VITRO DIAGNOSTIC MEDICAL DEVICES | W01010131 | HEXOKINASE ADP | 5 | YES
W | IN VITRO DIAGNOSTIC MEDICAL DEVICES | W01010132 | ADENOSINE DEAMINASE (CC) | 5 | YES
W | IN VITRO DIAGNOSTIC MEDICAL DEVICES | W01010199 | ENZYMES - OTHER | 5 | YES
W | IN VITRO DIAGNOSTIC MEDICAL DEVICES | W010102 | SUBSTRATES | 4 | NO
W | IN VITRO DIAGNOSTIC MEDICAL DEVICES | W01010201 | ALBUMIN (CC) | 5 | YES
W | IN VITRO DIAGNOSTIC MEDICAL DEVICES | W01010202 | BILE ACIDS | 5 | YES
W | IN VITRO DIAGNOSTIC MEDICAL DEVICES | W01010203 | BILIRUBIN | 5 | YES
W | IN VITRO DIAGNOSTIC MEDICAL DEVICES | W01010204 | UREA/BLOOD UREA NITROGEN | 5 | YES
W | IN VITRO DIAGNOSTIC MEDICAL DEVICES | W01010205 | CHOLESTEROL | 5 | YES
W | IN VITRO DIAGNOSTIC MEDICAL DEVICES | W01010206 | COPPER | 5 | YES
W | IN VITRO DIAGNOSTIC MEDICAL DEVICES | W01010207 | CREATININE | 5 | YES
W | IN VITRO DIAGNOSTIC MEDICAL DEVICES | W01010208 | D-XYLOSE | 5 | YES
W | IN VITRO DIAGNOSTIC MEDICAL DEVICES | W01010209 | DELTA-AMINOLAEVULINIC ACID | 5 | YES
W | IN VITRO DIAGNOSTIC MEDICAL DEVICES | W01010210 | FRUCTOSAMINE | 5 | YES
W | IN VITRO DIAGNOSTIC MEDICAL DEVICES | W01010211 | FRUCTOSE | 5 | YES
W | IN VITRO DIAGNOSTIC MEDICAL DEVICES | W01010212 | GALACTOSE | 5 | YES
W | IN VITRO DIAGNOSTIC MEDICAL DEVICES | W01010213 | GLUCOSE | 5 | YES
W | IN VITRO DIAGNOSTIC MEDICAL DEVICES | W01010214 | GLYCOSYLATED/GLYCATED HAEMOGLOBIN (CC) | 5 | YES
W | IN VITRO DIAGNOSTIC MEDICAL DEVICES | W01010215 | HIGH DENSITY LIPOPROTEIN CHOLESTEROL | 5 | YES
W | IN VITRO DIAGNOSTIC MEDICAL DEVICES | W01010216 | IRON (CC) | 5 | YES
W | IN VITRO DIAGNOSTIC MEDICAL DEVICES | W01010217 | IRON BINDING CAPACITY - TOTAL (CC) | 5 | YES
W | IN VITRO DIAGNOSTIC MEDICAL DEVICES | W01010218 | LACTATE | 5 | YES
W | IN VITRO DIAGNOSTIC MEDICAL DEVICES | W01010219 | LECITHIN | 5 | YES
W | IN VITRO DIAGNOSTIC MEDICAL DEVICES | W01010220 | LIPOPROTEIN, CHEMICAL DETERMINATION/DETECTION | 5 | YES
W | IN VITRO DIAGNOSTIC MEDICAL DEVICES | W01010221 | LOW DENSITY LIPOPROTEIN CHOLESTEROL INCLUDING SD-LDL | 5 | YES
W | IN VITRO DIAGNOSTIC MEDICAL DEVICES | W01010222 | NON ESTERIFIED FATTY ACIDS | 5 | YES
W | IN VITRO DIAGNOSTIC MEDICAL DEVICES | W01010223 | OXALATE | 5 | YES
W | IN VITRO DIAGNOSTIC MEDICAL DEVICES | W0101050204 | ELECTROLYTE CONTROLS | 6 | YES
W | IN VITRO DIAGNOSTIC MEDICAL DEVICES | W0101050205 | DIABETES CONTROLS | 6 | YES
W | IN VITRO DIAGNOSTIC MEDICAL DEVICES | W0101050207 | URINE CONTROLS | 6 | YES
W | IN VITRO DIAGNOSTIC MEDICAL DEVICES | W0101050208 | CSF CONTROLS | 6 | YES
W | IN VITRO DIAGNOSTIC MEDICAL DEVICES | W0101050299 | SPECIFIC CONTROLS (CC) - OTHER | 6 | YES
W | IN VITRO DIAGNOSTIC MEDICAL DEVICES | W01010503 | CALIBRATORS AND STANDARDS (CLINICAL CHEMISTRY) | 5 | NO
W | IN VITRO DIAGNOSTIC MEDICAL DEVICES | W0101050301 | CALIBRATORS MULTICOMPONENT (CC) | 6 | YES
W | IN VITRO DIAGNOSTIC MEDICAL DEVICES | W0101050302 | CALIBRATORS SINGLE COMPONENT (CC) | 6 | YES
W | IN VITRO DIAGNOSTIC MEDICAL DEVICES | W0101050303 | AQUEOUS STANDARDS (CC) | 6 | YES
W | IN VITRO DIAGNOSTIC MEDICAL DEVICES | W0101050399 | CALIBRATORS AND STANDARDS (CLINICAL CHEMISTRY) - OTHER | 6 | YES
W | IN VITRO DIAGNOSTIC MEDICAL DEVICES | W010106 | CLINICAL CHEMISTRY - RAPID TESTS & POC | 4 | NO
W | IN VITRO DIAGNOSTIC MEDICAL DEVICES | W01010601 | BLOOD TEST STRIPS (CC) - RT & POC | 5 | NO
W | IN VITRO DIAGNOSTIC MEDICAL DEVICES | W0101060101 | GLUCOSE TEST STRIPS | 6 | YES
W | IN VITRO DIAGNOSTIC MEDICAL DEVICES | W0101060102 | CHOLESTEROL TEST STRIPS | 6 | YES
W | IN VITRO DIAGNOSTIC MEDICAL DEVICES | W0101060103 | HDL TEST STRIPS | 6 | YES
W | IN VITRO DIAGNOSTIC MEDICAL DEVICES | W0101060104 | LACTATE TEST STRIPS | 6 | YES
W | IN VITRO DIAGNOSTIC MEDICAL DEVICES | W0101060105 | TRIGLYCERIDE TEST STRIPS | 6 | YES
W | IN VITRO DIAGNOSTIC MEDICAL DEVICES | W0101060106 | UREA TEST STRIPS | 6 | YES
W | IN VITRO DIAGNOSTIC MEDICAL DEVICES | W0101060107 | HBA1C TEST STRIPS | 6 | YES
W | IN VITRO DIAGNOSTIC MEDICAL DEVICES | W0101060108 | CONTROLS/STANDARDS/CALIBRATORS (BLOOD TEST STRIPS) | 6 | NO
W | IN VITRO DIAGNOSTIC MEDICAL DEVICES | W010106010801 | BLOOD TEST STRIPS CONTROLS | 7 | YES
W | IN VITRO DIAGNOSTIC MEDICAL DEVICES | W010106010802 | BLOOD TEST STRIPS CALIBRATORS AND STANDARDS | 7 | YES
W | IN VITRO DIAGNOSTIC MEDICAL DEVICES | W0101060109 | MULTIPLE PARAMETER BLOOD TEST | 6 | YES
W | IN VITRO DIAGNOSTIC MEDICAL DEVICES | W0101060110 | KETONE TEST STRIPS (Β-HYDROXYBUTYRATE TEST STRIPS) | 6 | YES
W | IN VITRO DIAGNOSTIC MEDICAL DEVICES | W0101060111 | LDL TEST STRIPS | 6 | YES
W | IN VITRO DIAGNOSTIC MEDICAL DEVICES | W0101060112 | CREATININE ANALYSIS TEST STRIPS | 6 | YES
W | IN VITRO DIAGNOSTIC MEDICAL DEVICES | W0101060199 | BLOOD TEST STRIPS (CC) - RAPID TESTS AND "POINT OF CARE" - OTHER | 6 | YES
W | IN VITRO DIAGNOSTIC MEDICAL DEVICES | W01010602 | URINE TESTING (CC) - RT & POC | 5 | NO
W | IN VITRO DIAGNOSTIC MEDICAL DEVICES | W0101060201 | URINE SINGLE TEST STRIPS (INCL. TABLETS) | 6 | YES
W | IN VITRO DIAGNOSTIC MEDICAL DEVICES | W0101060203 | URINE SEDIMENT TEST KIT | 6 | NO
W | IN VITRO DIAGNOSTIC MEDICAL DEVICES | W010106020301 | URINE SEDIMENT TEST KIT (MANUAL) | 7 | YES
W | IN VITRO DIAGNOSTIC MEDICAL DEVICES | W010106020302 | URINE SEDIMENT TEST KIT (AUTOMATED) | 7 | YES
W | IN VITRO DIAGNOSTIC MEDICAL DEVICES | W0101060204 | URINE MULTI-CONSTITUENT TEST STRIPS (MANUAL) | 6 | YES
W | IN VITRO DIAGNOSTIC MEDICAL DEVICES | W0101060205 | URINE MULTI-CONSTITUENT TEST STRIPS (AUTOMATED) | 6 | YES
W | IN VITRO DIAGNOSTIC MEDICAL DEVICES | W0101060206 | URINE TESTING CONTROLS CALIBRATORS AND STANDARDS | 6 | NO
W | IN VITRO DIAGNOSTIC MEDICAL DEVICES | W010106020601 | URINE TESTING CONTROLS | 7 | YES
W | IN VITRO DIAGNOSTIC MEDICAL DEVICES | W010106020602 | URINE TESTING CALIBRATORS AND STANDARDS | 7 | YES
W | IN VITRO DIAGNOSTIC MEDICAL DEVICES | W0101060299 | URINE TESTING - OTHER | 6 | YES
W | IN VITRO DIAGNOSTIC MEDICAL DEVICES | W01010603 | FAECES TESTS (CC) - RT & POC | 5 | NO
W | IN VITRO DIAGNOSTIC MEDICAL DEVICES | W0101060301 | GUAIAC-BASED FAECAL OCCULT BLOOD (CC) | 6 | YES
W | IN VITRO DIAGNOSTIC MEDICAL DEVICES | W0101060302 | ALBUMIN IN STOOL (MECONIUM) | 6 | YES
W | IN VITRO DIAGNOSTIC MEDICAL DEVICES | W0101060303 | PANCREAS-ELASTASE | 6 | YES
W | IN VITRO DIAGNOSTIC MEDICAL DEVICES | W0101060399 | FAECES TESTS - RAPID TESTS AND "POINT OF CARE" - OTHER | 6 | YES
W | IN VITRO DIAGNOSTIC MEDICAL DEVICES | W01010604 | MULTIPLE PARAMETERS POC | 5 | NO
W | IN VITRO DIAGNOSTIC MEDICAL DEVICES | W0101060401 | MULTIPLE ENZYMES &/OR SUBSTRATES &/OR ELECTROLYTES | 6 | YES
W | IN VITRO DIAGNOSTIC MEDICAL DEVICES | W0101060402 | MULTIPLE PARAMETERS POC CONTROLS CALIBRATORS AND STANDARDS | 6 | NO
W | IN VITRO DIAGNOSTIC MEDICAL DEVICES | W010106040201 | MULTIPLE PARAMETERS POC CONTROLS | 7 | YES
W | IN VITRO DIAGNOSTIC MEDICAL DEVICES | W010106040202 | MULTIPLE PARAMETERS POC CALIBRATORS AND STANDARDS | 7 | YES
W | IN VITRO DIAGNOSTIC MEDICAL DEVICES | W0101060499 | MULTIPLE PARAMETERS POC - OTHER | 6 | YES
W | IN VITRO DIAGNOSTIC MEDICAL DEVICES | W01010606 | ELECTRODES OR CASSETTES FOR BLOOD GAS ANALYSIS INCL. ELECTROLYTES / METABOLITES - POC | 5 | NO
W | IN VITRO DIAGNOSTIC MEDICAL DEVICES | W0101060601 | CARBON DIOXIDE - ELECTRODES (BG) | 6 | YES
W | IN VITRO DIAGNOSTIC MEDICAL DEVICES | W0101060602 | PH - ELECTRODES (BG) | 6 | YES
W | IN VITRO DIAGNOSTIC MEDICAL DEVICES | W0101060603 | OXYGEN - ELECTRODES (BG) | 6 | YES
W | IN VITRO DIAGNOSTIC MEDICAL DEVICES | W0101060604 | PH/PO2/PCO2 - ELECTRODES (BG) | 6 | YES
W | IN VITRO DIAGNOSTIC MEDICAL DEVICES | W0101060605 | BG &/OR ISE &/OR METABOLITES - ELECTRODES (BG) | 6 | YES
W | IN VITRO DIAGNOSTIC MEDICAL DEVICES | W0101060606 | BLOOD GAS BUFFERS AND SOLUTIONS - ELECTRODES OR CASSETTE | 6 | YES
W | IN VITRO DIAGNOSTIC MEDICAL DEVICES | W0101060607 | BLOOD GAS CONTROLS - ELECTRODES OR CASSETTE | 6 | YES
W | IN VITRO DIAGNOSTIC MEDICAL DEVICES | W0101060608 | BLOOD GAS CALIBRATORS AND STANDARDS ELECTRODES OR CASSETTE | 6 | YES
W | IN VITRO DIAGNOSTIC MEDICAL DEVICES | W0101060609 | BLOOD GAS INCL. ELECTROLYTES / METABOLITES - UNITARY USE CASSETTE | 6 | YES
W | IN VITRO DIAGNOSTIC MEDICAL DEVICES | W0101060610 | BLOOD GAS INCL. ELECTROLYTES / METABOLITES - MULTI USE CASSETTE | 6 | YES
W | IN VITRO DIAGNOSTIC MEDICAL DEVICES | W0101060699 | BLOOD GAS ELECTRODES OR CASSETTE POC - OTHER | 6 | YES
W | IN VITRO DIAGNOSTIC MEDICAL DEVICES | W01010699 | CLIN. CHEM. RT & POC - OTHER | 5 | YES
W | IN VITRO DIAGNOSTIC MEDICAL DEVICES | W010107 | ELECTRODES AND BIOSENSORS - LABORATORY | 4 | NO
W | IN VITRO DIAGNOSTIC MEDICAL DEVICES | W01010701 | ELECTROLYTE ELECTRODES | 5 | NO
W | IN VITRO DIAGNOSTIC MEDICAL DEVICES | W0101070101 | AMMONIA - ELECTRODES | 6 | YES
W | IN VITRO DIAGNOSTIC MEDICAL DEVICES | W0101070102 | CALCIUM - ELECTRODES | 6 | YES
W | IN VITRO DIAGNOSTIC MEDICAL DEVICES | W0101070103 | CHLORIDE - ELECTRODES | 6 | YES
W | IN VITRO DIAGNOSTIC MEDICAL DEVICES | W0101070104 | LITHIUM - ELECTRODES | 6 | YES
W | IN VITRO DIAGNOSTIC MEDICAL DEVICES | W0101070105 | MAGNESIUM - ELECTRODES | 6 | YES
W | IN VITRO DIAGNOSTIC MEDICAL DEVICES | W0101070106 | POTASSIUM - ELECTRODES | 6 | YES
W | IN VITRO DIAGNOSTIC MEDICAL DEVICES | W0101070107 | SODIUM - ELECTRODES | 6 | YES
W | IN VITRO DIAGNOSTIC MEDICAL DEVICES | W0101070108 | CARBON DIOXIDE (BICARBONATE) - ELECTRODES (CC) | 6 | YES
W | IN VITRO DIAGNOSTIC MEDICAL DEVICES | W0101070199 | ELECTROLYTE ELECTRODES - OTHER | 6 | YES
W | IN VITRO DIAGNOSTIC MEDICAL DEVICES | W01010702 | SUBSTRATE ELECTRODES / BIOSENSORS | 5 | NO
W | IN VITRO DIAGNOSTIC MEDICAL DEVICES | W0101070201 | CREATININE - ELECTRODES | 6 | YES
W | IN VITRO DIAGNOSTIC MEDICAL DEVICES | W0101070202 | GLUCOSE - ELECTRODES | 6 | YES
W | IN VITRO DIAGNOSTIC MEDICAL DEVICES | W0101070203 | GLYCATED HAEMOGLOBIN - ELECTRODES | 6 | YES
W | IN VITRO DIAGNOSTIC MEDICAL DEVICES | W0101070204 | LACTATE - ELECTRODES | 6 | YES
W | IN VITRO DIAGNOSTIC MEDICAL DEVICES | W0101070205 | UREA - ELECTRODES | 6 | YES
W | IN VITRO DIAGNOSTIC MEDICAL DEVICES | W0101070206 | BILIRUBIN - ELECTRODES | 6 | YES
W | IN VITRO DIAGNOSTIC MEDICAL DEVICES | W0101070299 | SUBSTRATE - ELECTRODES / BIOSENSORS - OTHER | 6 | YES
W | IN VITRO DIAGNOSTIC MEDICAL DEVICES | W01010703 | REFERENCE MATERIAL AND BUFFERS (ELECTROLYTES) | 5 | NO
W | IN VITRO DIAGNOSTIC MEDICAL DEVICES | W0101070301 | REFERENCE ELECTRODES | 6 | YES
W | IN VITRO DIAGNOSTIC MEDICAL DEVICES | W0101070302 | ELECTROLYTE ELECTRODE BUFFERS AND SOLUTIONS | 6 | YES
W | IN VITRO DIAGNOSTIC MEDICAL DEVICES | W0101070303 | SUBSTRATE ELECTRODE BUFFERS AND SOLUTIONS | 6 | YES
W | IN VITRO DIAGNOSTIC MEDICAL DEVICES | W0101070304 | COMMON BUFFERS AND SOLUTIONS (ELECTROLYTES) | 6 | YES
W | IN VITRO DIAGNOSTIC MEDICAL DEVICES | W0101070399 | REFERENCE MATERIALS AND BUFFERS (ELECTROLYTES) - OTHER | 6 | YES
W | IN VITRO DIAGNOSTIC MEDICAL DEVICES | W010108 | MULTIPLE PARAMETER ELECTRODES/BIOSENSORS | 4 | NO
W | IN VITRO DIAGNOSTIC MEDICAL DEVICES | W01010801 | MULTIPLE ENZYMES ONLY - ELECTRODES/BIOSENSORS | 5 | YES
W | IN VITRO DIAGNOSTIC MEDICAL DEVICES | W01010802 | MULTIPLE SUBSTRATES ONLY - ELECTRODES/BIOSENSORS | 5 | YES
W | IN VITRO DIAGNOSTIC MEDICAL DEVICES | W01010803 | MULTIPLE ELECTROLYTES ONLY - ELECTRODES/BIOSENSORS | 5 | YES
W | IN VITRO DIAGNOSTIC MEDICAL DEVICES | W01010804 | MULTIPLE BLOOD GAS ONLY - ELECTRODES/BIOSENSORS | 5 | YES
W | IN VITRO DIAGNOSTIC MEDICAL DEVICES | W01010805 | MULTIPLE PARAMETERS (MIX OF ALL) - ELECTRODES/BIOSENSORS | 5 | YES
W | IN VITRO DIAGNOSTIC MEDICAL DEVICES | W01010899 | MULTIPLE PARAMETER - ELECTRODES/BIOSENSORS - OTHER | 5 | YES
W | IN VITRO DIAGNOSTIC MEDICAL DEVICES | W010109 | URINE MULTIPLE PARAMETERS TESTING (CC) - LAB REAGENTS | 4 | NO
W | IN VITRO DIAGNOSTIC MEDICAL DEVICES | W01010901 | URINE MULTI-CONSTITUENT TEST STRIPS / CASSETTES (AUTOMATED) | 5 | YES
W | IN VITRO DIAGNOSTIC MEDICAL DEVICES | W01010902 | URINE SEDIMENT TEST KIT (AUTOMATED) | 5 | YES
W | IN VITRO DIAGNOSTIC MEDICAL DEVICES | W01010999 | MULTIPLE PARAMETERS URINE TESTING - OTHER | 5 | YES
W | IN VITRO DIAGNOSTIC MEDICAL DEVICES | W010190 | OTHER CLINICAL CHEMISTRY | 4 | NO
W | IN VITRO DIAGNOSTIC MEDICAL DEVICES | W01019001 | BUFFERS (UNASSIGNABLE), SUPPLEM. REAGENTS, ETC (CC) | 5 | YES
W | IN VITRO DIAGNOSTIC MEDICAL DEVICES | W01019002 | ELECTROPHORESIS MEDIA (UNASSIGNABLE) | 5 | YES
W | IN VITRO DIAGNOSTIC MEDICAL DEVICES | W01019099 | CLINICAL CHEMISTRY REAGENTS - OTHER | 5 | YES
W | IN VITRO DIAGNOSTIC MEDICAL DEVICES | W0102 | IMMUNOCHEMISTRY (IMMUNOLOGY) | 3 | NO
W | IN VITRO DIAGNOSTIC MEDICAL DEVICES | W010201 | SPECIFIC PROTEINS | 4 | NO
W | IN VITRO DIAGNOSTIC MEDICAL DEVICES | W01020101 | IMMUNOGLOBULINS (EXCEPT IGE) | 5 | NO
W | IN VITRO DIAGNOSTIC MEDICAL DEVICES | W0102010101 | IMMUNOGLOBULIN A | 6 | YES
W | IN VITRO DIAGNOSTIC MEDICAL DEVICES | W0102010102 | IMMUNOGLOBULIN A SUBCLASS REAGENTS | 6 | YES
W | IN VITRO DIAGNOSTIC MEDICAL DEVICES | W0102010103 | IMMUNOGLOBULIN D | 6 | YES
W | IN VITRO DIAGNOSTIC MEDICAL DEVICES | W0102010104 | IMMUNOGLOBULIN D SUBCLASS REAGENTS | 6 | YES
W | IN VITRO DIAGNOSTIC MEDICAL DEVICES | W0102010105 | IMMUNOGLOBULIN G | 6 | YES
W | IN VITRO DIAGNOSTIC MEDICAL DEVICES | W0102010106 | IMMUNOGLOBULIN G SUBCLASS REAGENTS | 6 | YES
W | IN VITRO DIAGNOSTIC MEDICAL DEVICES | W0102010107 | IMMUNOGLOBULIN M | 6 | YES
W | IN VITRO DIAGNOSTIC MEDICAL DEVICES | W0102010108 | IMMUNOGLOBULIN M SUBCLASS REAGENTS | 6 | YES
W | IN VITRO DIAGNOSTIC MEDICAL DEVICES | W0102010109 | KAPPA AND LAMBDA CHAIN | 6 | YES
W | IN VITRO DIAGNOSTIC MEDICAL DEVICES | W0102010110 | IMMUNOELECTROPHORESIS KITS | 6 | YES
W | IN VITRO DIAGNOSTIC MEDICAL DEVICES | W0102010111 | IMMUNOFIXATION KITS | 6 | YES
W | IN VITRO DIAGNOSTIC MEDICAL DEVICES | W0102010112 | ANTI HUMAN IG POLYVALENT ANTISERA | 6 | YES
W | IN VITRO DIAGNOSTIC MEDICAL DEVICES | W0102010113 | HUMAN ANTI-MOUSE ANTIBODY | 6 | YES
W | IN VITRO DIAGNOSTIC MEDICAL DEVICES | W0102010114 | BUFFERS (UNASSIGNABLE), SUPPLEM. REAGENTS, ETC (IG'S) | 6 | YES
W | IN VITRO DIAGNOSTIC MEDICAL DEVICES | W0102010199 | IMMUNOGLOBULINS - OTHER | 6 | YES
W | IN VITRO DIAGNOSTIC MEDICAL DEVICES | W01020102 | COMPLEMENT COMPONENTS | 5 | NO
W | IN VITRO DIAGNOSTIC MEDICAL DEVICES | W0102010201 | COMPLEMENT COMPONENT C1Q | 6 | YES
W | IN VITRO DIAGNOSTIC MEDICAL DEVICES | W0102010202 | COMPLEMENT COMPONENT C1 INHIBITOR | 6 | YES
W | IN VITRO DIAGNOSTIC MEDICAL DEVICES | W0102010203 | COMPLEMENT COMPONENT C3/C3C | 6 | YES
W | IN VITRO DIAGNOSTIC MEDICAL DEVICES | W0102010204 | COMPLEMENT COMPONENT FOR BB | 6 | YES
W | IN VITRO DIAGNOSTIC MEDICAL DEVICES | W0102010205 | COMPLEMENT COMPONENT C4 | 6 | YES
W | IN VITRO DIAGNOSTIC MEDICAL DEVICES | W0102010206 | COMPLEMENT COMPONENT C5A | 6 | YES
W | IN VITRO DIAGNOSTIC MEDICAL DEVICES | W0102010207 | COMPLEMENT COMPONENT C59 | 6 | YES
W | IN VITRO DIAGNOSTIC MEDICAL DEVICES | W0102010208 | TOTAL COMPLEMENT ACTIVITY (CH50) | 6 | YES
W | IN VITRO DIAGNOSTIC MEDICAL DEVICES | W0102010299 | COMPLEMENT COMPONENTS - OTHER | 6 | YES
W | IN VITRO DIAGNOSTIC MEDICAL DEVICES | W01020103 | TRANSPORT PROTEINS | 5 | NO
W | IN VITRO DIAGNOSTIC MEDICAL DEVICES | W0102010301 | CERULOPLASMIN | 6 | YES
W | IN VITRO DIAGNOSTIC MEDICAL DEVICES | W0102010302 | HAPTOGLOBIN | 6 | YES
W | IN VITRO DIAGNOSTIC MEDICAL DEVICES | W0102010303 | HEMOPEXIN | 6 | YES
W | IN VITRO DIAGNOSTIC MEDICAL DEVICES | W0102010304 | LACTOFERRIN | 6 | YES
W | IN VITRO DIAGNOSTIC MEDICAL DEVICES | W0102010305 | PRE-ALBUMIN / TRANSTHYRETIN | 6 | YES
W | IN VITRO DIAGNOSTIC MEDICAL DEVICES | W0102010306 | RETINOL BINDING PROTEIN | 6 | YES
W | IN VITRO DIAGNOSTIC MEDICAL DEVICES | W0102010307 | TRANSFERRIN | 6 | YES
W | IN VITRO DIAGNOSTIC MEDICAL DEVICES | W0102010308 | TRANSCOBALAMIN (S) | 6 | YES
W | IN VITRO DIAGNOSTIC MEDICAL DEVICES | W0102010309 | ALBUMIN (IC) INCL. UALBUMIN | 6 | YES
W | IN VITRO DIAGNOSTIC MEDICAL DEVICES | W0102010399 | TRANSPORT PROTEINS - OTHER | 6 | YES
W | IN VITRO DIAGNOSTIC MEDICAL DEVICES | W01020104 | LIPOPROTEINS | 5 | NO
W | IN VITRO DIAGNOSTIC MEDICAL DEVICES | W0102010401 | APOLIPOPROTEIN A I | 6 | YES
W | IN VITRO DIAGNOSTIC MEDICAL DEVICES | W0102010402 | APOLIPOPROTEIN A II | 6 | YES
W | IN VITRO DIAGNOSTIC MEDICAL DEVICES | W0102010403 | APOLIPOPROTEIN B | 6 | YES
W | IN VITRO DIAGNOSTIC MEDICAL DEVICES | W0102010404 | APOLIPOPROTEIN E SUB-TYPING | 6 | YES
W | IN VITRO DIAGNOSTIC MEDICAL DEVICES | W0102010405 | LIPOPROTEIN ( A ) | 6 | YES
W | IN VITRO DIAGNOSTIC MEDICAL DEVICES | W0102010499 | LIPOPROTEINS - OTHER | 6 | YES
W | IN VITRO DIAGNOSTIC MEDICAL DEVICES | W01020190 | OTHER SPECIFIC PROTEINS | 5 | NO
W | IN VITRO DIAGNOSTIC MEDICAL DEVICES | W0102019001 | A1-ACID GLYCOPROTEIN (OROSOMUCOID) | 6 | YES
W | IN VITRO DIAGNOSTIC MEDICAL DEVICES | W0102019002 | A1-ANTITRYPSIN (PROTEASE INHIBITOR) | 6 | YES
W | IN VITRO DIAGNOSTIC MEDICAL DEVICES | W0102019003 | A2-MACROGLOBULIN | 6 | YES
W | IN VITRO DIAGNOSTIC MEDICAL DEVICES | W0102019004 | A1-MICROGLOBULIN | 6 | YES
W | IN VITRO DIAGNOSTIC MEDICAL DEVICES | W0102019005 | FIBRONECTIN | 6 | YES
W | IN VITRO DIAGNOSTIC MEDICAL DEVICES | W0102019006 | TRYPSIN-A1-ANTITRYPSIN (ELASTASE) | 6 | YES
W | IN VITRO DIAGNOSTIC MEDICAL DEVICES | W0102019007 | IMMUNO REACTIVE TRYPSIN | 6 | YES
W | IN VITRO DIAGNOSTIC MEDICAL DEVICES | W0102019008 | CYSTATIN C | 6 | YES
W | IN VITRO DIAGNOSTIC MEDICAL DEVICES | W0102019009 | CALPROTECTIN | 6 | YES
W | IN VITRO DIAGNOSTIC MEDICAL DEVICES | W0102019010 | ADENOSINE DEAMINASE | 6 | YES
W | IN VITRO DIAGNOSTIC MEDICAL DEVICES | W0102019011 | ADRENOMEDULLIN | 6 | YES
W | IN VITRO DIAGNOSTIC MEDICAL DEVICES | W0102019012 | AMYLOID BETA-DERIVED DIFFUSIBLE LIGAND (BETA-AMYLOID OLIGOMER) | 6 | YES
W | IN VITRO DIAGNOSTIC MEDICAL DEVICES | W0102019013 | BETA-AMYLOID (1-40) | 6 | YES
W | IN VITRO DIAGNOSTIC MEDICAL DEVICES | W0102019014 | BETA-AMYLOID (1-42) | 6 | YES
W | IN VITRO DIAGNOSTIC MEDICAL DEVICES | W0102019015 | TOTAL TAU | 6 | YES
W | IN VITRO DIAGNOSTIC MEDICAL DEVICES | W0102019016 | HUMAN TAU (HTAU) | 6 | YES
W | IN VITRO DIAGNOSTIC MEDICAL DEVICES | W0102019017 | PHOSPHORYLATED TAU (PTAU) | 6 | YES
W | IN VITRO DIAGNOSTIC MEDICAL DEVICES | W0102019018 | PRESEPSIN (soluble CD14 or sCD14) | 6 | YES
W | IN VITRO DIAGNOSTIC MEDICAL DEVICES | W0102019019 | NEUROFILAMENT LIGHT CHAIN (NFL) | 6 | YES
W | IN VITRO DIAGNOSTIC MEDICAL DEVICES | W0102019099 | SPECIFIC PROTEINS - OTHER | 6 | YES
W | IN VITRO DIAGNOSTIC MEDICAL DEVICES | W010202 | ALLERGY | 4 | NO
W | IN VITRO DIAGNOSTIC MEDICAL DEVICES | W01020201 | IMMUNOGLOBULIN E - TOTAL | 5 | YES
W | IN VITRO DIAGNOSTIC MEDICAL DEVICES | W01020202 | IMMUNOGLOBULIN E - SPECIFIC, MONOTEST/MONORESULT | 5 | YES
W | IN VITRO DIAGNOSTIC MEDICAL DEVICES | W01020203 | IMMUNOGLOBULIN E - MONOTEST/MONORESULT - MULTI AG | 5 | YES
W | IN VITRO DIAGNOSTIC MEDICAL DEVICES | W01020204 | IMMUNOGLOBULIN E - MONOTEST/PLURIRESULT-MULTI AG | 5 | YES
W | IN VITRO DIAGNOSTIC MEDICAL DEVICES | W01020205 | IMMUNOGLOBULIN E - SCREEN | 5 | YES
W | IN VITRO DIAGNOSTIC MEDICAL DEVICES | W01020206 | LEUKOTRIENE STIMULATION TEST | 5 | YES
W | IN VITRO DIAGNOSTIC MEDICAL DEVICES | W01020207 | ALLERGENE SPECIFIC IGA | 5 | YES
W | IN VITRO DIAGNOSTIC MEDICAL DEVICES | W01020208 | ALLERGENE SPECIFIC IGG | 5 | YES
W | IN VITRO DIAGNOSTIC MEDICAL DEVICES | W01020209 | HISTAMINE | 5 | YES
W | IN VITRO DIAGNOSTIC MEDICAL DEVICES | W01020299 | ALLERGY TESTS - OTHER | 5 | YES
W | IN VITRO DIAGNOSTIC MEDICAL DEVICES | W010203 | TUMOUR MARKERS | 4 | NO
W | IN VITRO DIAGNOSTIC MEDICAL DEVICES | W01020301 | CANCER ANTIGENS | 5 | NO
W | IN VITRO DIAGNOSTIC MEDICAL DEVICES | W0102030101 | BLADDER TUMOUR ANTIGEN | 6 | YES
W | IN VITRO DIAGNOSTIC MEDICAL DEVICES | W0102030102 | CANCER ANTIGEN 15-3 | 6 | YES
W | IN VITRO DIAGNOSTIC MEDICAL DEVICES | W0102030103 | CANCER ANTIGEN 19-9 | 6 | YES
W | IN VITRO DIAGNOSTIC MEDICAL DEVICES | W0102030104 | CANCER ANTIGEN 50 | 6 | YES
W | IN VITRO DIAGNOSTIC MEDICAL DEVICES | W0102030105 | CANCER ANTIGEN 72-4 | 6 | YES
W | IN VITRO DIAGNOSTIC MEDICAL DEVICES | W0102030106 | CANCER ANTIGEN 125 | 6 | YES
W | IN VITRO DIAGNOSTIC MEDICAL DEVICES | W0102030107 | CANCER ANTIGEN 195 | 6 | YES
W | IN VITRO DIAGNOSTIC MEDICAL DEVICES | W0102030108 | CANCER ANTIGEN 242 | 6 | YES
W | IN VITRO DIAGNOSTIC MEDICAL DEVICES | W0102030109 | CANCER ANTIGEN 549 | 6 | YES
W | IN VITRO DIAGNOSTIC MEDICAL DEVICES | W0102030110 | CANCER ANTIGEN 27.29 | 6 | YES
W | IN VITRO DIAGNOSTIC MEDICAL DEVICES | W0102030111 | CYFRA 21-1 | 6 | YES
W | IN VITRO DIAGNOSTIC MEDICAL DEVICES | W0102030112 | CARCINOEMBRYONIC ANTIGEN | 6 | YES
W | IN VITRO DIAGNOSTIC MEDICAL DEVICES | W0102030113 | TOTAL PROSTATIC SPECIFIC ANTIGEN | 6 | YES
W | IN VITRO DIAGNOSTIC MEDICAL DEVICES | W0102030114 | FREE PROSTATIC SPECIFIC ANTIGEN | 6 | YES
W | IN VITRO DIAGNOSTIC MEDICAL DEVICES | W0102030115 | COMPLEXED PROSTATIC SPECIFIC ANTIGEN | 6 | YES
W | IN VITRO DIAGNOSTIC MEDICAL DEVICES | W0102030116 | SQUAMOUS CELL CARCINOMA ANTIGEN | 6 | YES
W | IN VITRO DIAGNOSTIC MEDICAL DEVICES | W0102030117 | TUMOR POLYPEPTIDE ANTIGEN (TPA - INCL. TPS) | 6 | YES
W | IN VITRO DIAGNOSTIC MEDICAL DEVICES | W0102030118 | CANCER ASSOCIATED SERUM ANTIGEN | 6 | YES
W | IN VITRO DIAGNOSTIC MEDICAL DEVICES | W0102030119 | HUMAN EPIDIDYMIS PROTEIN 4 | 6 | YES
W | IN VITRO DIAGNOSTIC MEDICAL DEVICES | W0102030120 | PROSTATIC ACID PHOSPHATASE (IC) | 6 | YES
W | IN VITRO DIAGNOSTIC MEDICAL DEVICES | W0102030121 | PRO-GASTRIN-RELEASING PEPTIDE | 6 | YES
W | IN VITRO DIAGNOSTIC MEDICAL DEVICES | W0102030122 | EARLY PROSTATE CANCER ANTIGEN - 2 | 6 | YES
W | IN VITRO DIAGNOSTIC MEDICAL DEVICES | W0102030123 | NUCLEAR MATRIX PROTEIN 22 | 6 | YES
W | IN VITRO DIAGNOSTIC MEDICAL DEVICES | W0102030124 | CANCER ANTIGEN P16 | 6 | YES
W | IN VITRO DIAGNOSTIC MEDICAL DEVICES | W0102030125 | CANCER ANTIGEN P63 | 6 | YES
W | IN VITRO DIAGNOSTIC MEDICAL DEVICES | W0102030126 | CYTOKERATINS | 6 | YES
W | IN VITRO DIAGNOSTIC MEDICAL DEVICES | W0102030127 | (2)PROPSA | 6 | YES
W | IN VITRO DIAGNOSTIC MEDICAL DEVICES | W0102030199 | CANCER ANTIGENS - OTHER | 6 | YES
W | IN VITRO DIAGNOSTIC MEDICAL DEVICES | W01020302 | RECEPTOR ASSAYS | 5 | NO
W | IN VITRO DIAGNOSTIC MEDICAL DEVICES | W0102030201 | ESTROGEN RECEPTOR ASSAYS | 6 | YES
W | IN VITRO DIAGNOSTIC MEDICAL DEVICES | W0102030202 | PROGESTERONE RECEPTOR ASSAYS | 6 | YES
W | IN VITRO DIAGNOSTIC MEDICAL DEVICES | W0102030299 | RECEPTOR ASSAYS - OTHER | 6 | YES
W | IN VITRO DIAGNOSTIC MEDICAL DEVICES | W01020502 | PREGNANCY TESTING HORMONES / PROTEINS | 5 | NO
W | IN VITRO DIAGNOSTIC MEDICAL DEVICES | W0102050201 | ALPHA2-PREGNANCY ASSOCIATED GLYCOPROTEIN | 6 | YES
W | IN VITRO DIAGNOSTIC MEDICAL DEVICES | W0102050202 | ESTRIOL | 6 | YES
W | IN VITRO DIAGNOSTIC MEDICAL DEVICES | W0102050203 | UNCONJUGATED (FREE) ESTRIOL | 6 | YES
W | IN VITRO DIAGNOSTIC MEDICAL DEVICES | W0102050204 | ESTRONE | 6 | YES
W | IN VITRO DIAGNOSTIC MEDICAL DEVICES | W0102050205 | TOTAL HUMAN CHORIONIC GONADOTROPIN | 6 | YES
W | IN VITRO DIAGNOSTIC MEDICAL DEVICES | W0102050206 | B- HUMAN CHORIONIC GONADOTROPIN (INCL. SUBUNIT) | 6 | YES
W | IN VITRO DIAGNOSTIC MEDICAL DEVICES | W0102050207 | HUMAN PLACENTAL LACTOGEN | 6 | YES
W | IN VITRO DIAGNOSTIC MEDICAL DEVICES | W0102050208 | PREGNANCY SPECIFIC B1 -GLYCOPROTEIN | 6 | YES
W | IN VITRO DIAGNOSTIC MEDICAL DEVICES | W0102050209 | GLYCOPROTEIN A SUBUNIT | 6 | YES
W | IN VITRO DIAGNOSTIC MEDICAL DEVICES | W0102050210 | PREGNANCY ASSOCIATED PLASMA PROTEIN - A (DOWNS) | 6 | YES
W | IN VITRO DIAGNOSTIC MEDICAL DEVICES | W0102050211 | PLACENTAL GROWTH FACTOR (PRE-ECLAMPSIA) | 6 | YES
W | IN VITRO DIAGNOSTIC MEDICAL DEVICES | W0102050212 | SOLUBLE FMS-LIKE TYROSINE KINASE-1 | 6 | YES
W | IN VITRO DIAGNOSTIC MEDICAL DEVICES | W0102050213 | FREE BETA HCG (PRENATAL SCREENING) | 6 | YES
W | IN VITRO DIAGNOSTIC MEDICAL DEVICES | W0102050214 | INHIBIN A/B (PRENATAL SCREENING) | 6 | YES
W | IN VITRO DIAGNOSTIC MEDICAL DEVICES | W0102050215 | ANTI-MULLERIAN HORMONE | 6 | YES
W | IN VITRO DIAGNOSTIC MEDICAL DEVICES | W0102050299 | PREGNANCY TESTING HORMONES - OTHER | 6 | YES
W | IN VITRO DIAGNOSTIC MEDICAL DEVICES | W010206 | INDIVIDUAL AND SPECIFIC HORMONES / PROTEINS | 4 | NO
W | IN VITRO DIAGNOSTIC MEDICAL DEVICES | W01020601 | DIABETES ASSAYS (HORMONES) | 5 | NO
W | IN VITRO DIAGNOSTIC MEDICAL DEVICES | W0102060101 | C-PEPTIDE | 6 | YES
W | IN VITRO DIAGNOSTIC MEDICAL DEVICES | W0102060102 | GLUCAGON | 6 | YES
W | IN VITRO DIAGNOSTIC MEDICAL DEVICES | W0102060103 | INSULIN | 6 | YES
W | IN VITRO DIAGNOSTIC MEDICAL DEVICES | W0102060104 | INSULIN ANTIBODY | 6 | YES
W | IN VITRO DIAGNOSTIC MEDICAL DEVICES | W0102060105 | GAD II ANTIBODIES AND OTHER ICA | 6 | YES
W | IN VITRO DIAGNOSTIC MEDICAL DEVICES | W0102060106 | THYROSIN PHOSPHATASE IA2 ANTIBODIES | 6 | YES
W | IN VITRO DIAGNOSTIC MEDICAL DEVICES | W0102060107 | PROINSULIN | 6 | YES
W | IN VITRO DIAGNOSTIC MEDICAL DEVICES | W0102060108 | ISLET CELL AB | 6 | YES
W | IN VITRO DIAGNOSTIC MEDICAL DEVICES | W0102060109 | GLYCOSYLATED/GLYCATED HAEMOGLOBIN (IC) | 6 | YES
W | IN VITRO DIAGNOSTIC MEDICAL DEVICES | W0102060199 | DIABETES ASSAYS - OTHER | 6 | YES
W | IN VITRO DIAGNOSTIC MEDICAL DEVICES | W01020602 | RENAL METABOLISM ASSAYS | 5 | NO
W | IN VITRO DIAGNOSTIC MEDICAL DEVICES | W0102060201 | ALDOSTERONE | 6 | YES
W | IN VITRO DIAGNOSTIC MEDICAL DEVICES | W0102060202 | ANGIOTENSIN I / II | 6 | YES
W | IN VITRO DIAGNOSTIC MEDICAL DEVICES | W0102060203 | CORTISOL | 6 | YES
W | IN VITRO DIAGNOSTIC MEDICAL DEVICES | W0102060204 | RENINE (PLASMA RENINE ACTIVITY) | 6 | YES
W | IN VITRO DIAGNOSTIC MEDICAL DEVICES | W0102060205 | ANGIOTENSIN CONVERTING ENZYME (IC) | 6 | YES
W | IN VITRO DIAGNOSTIC MEDICAL DEVICES | W0102060206 | RENINE DIRECT | 6 | YES
W | IN VITRO DIAGNOSTIC MEDICAL DEVICES | W0102060207 | NEUTROPHIL GELATINASE ASSOCIATED LIPOCALIN (LIPOCALIN 2) | 6 | YES
W | IN VITRO DIAGNOSTIC MEDICAL DEVICES | W0102060208 | TISSUE INHIBITOR OF METALLOPROTEINASE-2 / INSULINE-LIKE GROWTH FACTOR - BINDING PROTEIN-7 | 6 | YES
W | IN VITRO DIAGNOSTIC MEDICAL DEVICES | W0102060299 | RENAL METABOLISM TESTS - OTHER | 6 | YES
W | IN VITRO DIAGNOSTIC MEDICAL DEVICES | W01020603 | BONE AND MINERAL METABOLISM ASSAYS | 5 | NO
W | IN VITRO DIAGNOSTIC MEDICAL DEVICES | W0102060301 | CALCITONIN | 6 | YES
W | IN VITRO DIAGNOSTIC MEDICAL DEVICES | W0102060302 | COLLAGEN TYPE I C-TERMINAL PROPEPTIDE | 6 | YES
W | IN VITRO DIAGNOSTIC MEDICAL DEVICES | W0102060303 | COLLAGEN TYPE III C-TERMINAL PROPEPTIDE | 6 | YES
W | IN VITRO DIAGNOSTIC MEDICAL DEVICES | W0102060304 | CROSS-LINKED C-TELOPEPTIDES | 6 | YES
W | IN VITRO DIAGNOSTIC MEDICAL DEVICES | W0102060305 | CROSS-LINKED N-TELOPEPTIDES | 6 | YES
W | IN VITRO DIAGNOSTIC MEDICAL DEVICES | W0102060306 | CYCLIC ADENOSIN MONOPHOSPHATE | 6 | YES
W | IN VITRO DIAGNOSTIC MEDICAL DEVICES | W0102060307 | DEOXYPYRIDINOLINE | 6 | YES
W | IN VITRO DIAGNOSTIC MEDICAL DEVICES | W0102060308 | 1.25-DIHYDROXYVITAMIN D | 6 | YES
W | IN VITRO DIAGNOSTIC MEDICAL DEVICES | W0102060309 | 25-HYDROXYVITAMIN D | 6 | YES
W | IN VITRO DIAGNOSTIC MEDICAL DEVICES | W0102060310 | HYDROXYPROLINE | 6 | YES
W | IN VITRO DIAGNOSTIC MEDICAL DEVICES | W0102060311 | OSTEOCALCINE | 6 | YES
W | IN VITRO DIAGNOSTIC MEDICAL DEVICES | W0102060312 | PARATHYROID HORMONE INTACT | 6 | YES
W | IN VITRO DIAGNOSTIC MEDICAL DEVICES | W0102060313 | PARATHYROID HORMONE (C-/N-TERMINAL, M-REGIONAL) | 6 | YES
W | IN VITRO DIAGNOSTIC MEDICAL DEVICES | W0102060314 | PARATHYROID HORMONE RELATED PEPTIDE | 6 | YES
W | IN VITRO DIAGNOSTIC MEDICAL DEVICES | W0102060315 | PYRIDINOLINE | 6 | YES
W | IN VITRO DIAGNOSTIC MEDICAL DEVICES | W0102060316 | TARTRATE-RESISTANT ACID PHOSPHATASE 5B | 6 | YES
W | IN VITRO DIAGNOSTIC MEDICAL DEVICES | W0102060317 | PROCOLLAGEN TYPE I N TERMINAL PROPEPTIDE | 6 | YES
W | IN VITRO DIAGNOSTIC MEDICAL DEVICES | W0102060318 | BONE ALKALINE PHOSPHATASE (IC) | 6 | YES
W | IN VITRO DIAGNOSTIC MEDICAL DEVICES | W0102060399 | BONE METABOLISM TESTS - OTHER | 6 | YES
W | IN VITRO DIAGNOSTIC MEDICAL DEVICES | W01020604 | ENDOCRINE HORMONES AND PEPTIDES | 5 | NO
W | IN VITRO DIAGNOSTIC MEDICAL DEVICES | W0102060401 | ADRENOCORTICOTROPIC HORMONE | 6 | YES
W | IN VITRO DIAGNOSTIC MEDICAL DEVICES | W0102060402 | HUMAN GROWTH HORMONE | 6 | YES
W | IN VITRO DIAGNOSTIC MEDICAL DEVICES | W0102060403 | INSULIN-LIKE GROWTH FACTOR I (SOMATOMEDIN C) | 6 | YES
W | IN VITRO DIAGNOSTIC MEDICAL DEVICES | W0102060404 | INSULIN-LIKE GROWTH FACTOR II | 6 | YES
W | IN VITRO DIAGNOSTIC MEDICAL DEVICES | W0102060405 | INSULIN-LIKE GROWTH FACTOR BINDING PROTEIN 1 | 6 | YES
W | IN VITRO DIAGNOSTIC MEDICAL DEVICES | W0102060406 | INSULIN-LIKE GROWTH FACTOR BINDING PROTEIN 3 | 6 | YES
W | IN VITRO DIAGNOSTIC MEDICAL DEVICES | W0102060407 | VASOINTESTINAL PEPTIDE | 6 | YES
W | IN VITRO DIAGNOSTIC MEDICAL DEVICES | W0102060408 | VASOPRESSIN | 6 | YES
W | IN VITRO DIAGNOSTIC MEDICAL DEVICES | W0102060499 | ENDOCRINE HORMONES (GROWTH FACTORS) - OTHER | 6 | YES
W | IN VITRO DIAGNOSTIC MEDICAL DEVICES | W01020605 | NEUROENDOCRINE FUNCTION ASSAYS | 5 | NO
W | IN VITRO DIAGNOSTIC MEDICAL DEVICES | W0102060501 | BOMBESIN | 6 | YES
W | IN VITRO DIAGNOSTIC MEDICAL DEVICES | W0102060502 | B-ENDORPHIN | 6 | YES
W | IN VITRO DIAGNOSTIC MEDICAL DEVICES | W0102060503 | 17-HYDROXY-KETOSTERONE | 6 | YES
W | IN VITRO DIAGNOSTIC MEDICAL DEVICES | W0102060504 | 17-KETOGENIC STEROIDS | 6 | YES
W | IN VITRO DIAGNOSTIC MEDICAL DEVICES | W0102060505 | 17-KETOSTEROIDS | 6 | YES
W | IN VITRO DIAGNOSTIC MEDICAL DEVICES | W0102060506 | A-MELANOCITE STIMULATING HORMONES | 6 | YES
W | IN VITRO DIAGNOSTIC MEDICAL DEVICES | W0102060507 | NEUROTENSIN | 6 | YES
W | IN VITRO DIAGNOSTIC MEDICAL DEVICES | W0102060508 | SOMATOSTATIN | 6 | YES
W | IN VITRO DIAGNOSTIC MEDICAL DEVICES | W0102060509 | SUBSTANCE P | 6 | YES
W | IN VITRO DIAGNOSTIC MEDICAL DEVICES | W0102060599 | NEOENDOCRINE FUNCTION ASSAYS - OTHER | 6 | YES
W | IN VITRO DIAGNOSTIC MEDICAL DEVICES | W01020606 | MULTIPLE HORMONES - INDIVIDUAL AND SPECIFIC | 5 | NO
W | IN VITRO DIAGNOSTIC MEDICAL DEVICES | W0102060601 | ADRENALIN / NORADRENALINE / DOPAMINE | 6 | YES
W | IN VITRO DIAGNOSTIC MEDICAL DEVICES | W0102060699 | MULTIPLE INDIVIDUAL HORMONES - OTHER | 6 | YES
W | IN VITRO DIAGNOSTIC MEDICAL DEVICES | W01020690 | VARIOUS INDIVIDUAL AND SPECIFIC HORMONES | 5 | NO
W | IN VITRO DIAGNOSTIC MEDICAL DEVICES | W0102069001 | GASTRIN | 6 | YES
W | IN VITRO DIAGNOSTIC MEDICAL DEVICES | W0102069002 | GONADOTROPIN-RELEASING HORMONE | 6 | YES
W | IN VITRO DIAGNOSTIC MEDICAL DEVICES | W0102069003 | MELATONINE | 6 | YES
W | IN VITRO DIAGNOSTIC MEDICAL DEVICES | W0102069004 | NEOPTERINE | 6 | YES
W | IN VITRO DIAGNOSTIC MEDICAL DEVICES | W0102069005 | OXYTOCIN | 6 | YES
W | IN VITRO DIAGNOSTIC MEDICAL DEVICES | W0102069006 | PEPSINOGEN | 6 | YES
W | IN VITRO DIAGNOSTIC MEDICAL DEVICES | W0102069007 | PROSTAGLANDIN | 6 | YES
W | IN VITRO DIAGNOSTIC MEDICAL DEVICES | W0102069008 | SEROTONIN-UPTAKE (PLATELETS) | 6 | YES
W | IN VITRO DIAGNOSTIC MEDICAL DEVICES | W0102069009 | ELASTASE (PANCREATIC POLYPEPTIDE) | 6 | YES
W | IN VITRO DIAGNOSTIC MEDICAL DEVICES | W0102069010 | ADRENALIN | 6 | YES
W | IN VITRO DIAGNOSTIC MEDICAL DEVICES | W0102069011 | NORADRENALIN | 6 | YES
W | IN VITRO DIAGNOSTIC MEDICAL DEVICES | W0102069012 | DOPAMINE | 6 | YES
W | IN VITRO DIAGNOSTIC MEDICAL DEVICES | W0102069013 | PROCALCITONIN | 6 | YES
W | IN VITRO DIAGNOSTIC MEDICAL DEVICES | W0102069014 | LEPTIN | 6 | YES
W | IN VITRO DIAGNOSTIC MEDICAL DEVICES | W0102069015 | MOTILIN | 6 | YES
W | IN VITRO DIAGNOSTIC MEDICAL DEVICES | W0102069016 | CYCLIC GUANOSINE MONOPHOSPHATE | 6 | YES
W | IN VITRO DIAGNOSTIC MEDICAL DEVICES | W0102069017 | MID-REGIONAL PROADRENOMEDULLIN (MR-PROADM) | 6 | YES
W | IN VITRO DIAGNOSTIC MEDICAL DEVICES | W0102069099 | INDIVIDUAL AND SPECIFIC HORMONES - OTHER | 6 | YES
W | IN VITRO DIAGNOSTIC MEDICAL DEVICES | W010207 | ANEMIA RELATED / VITAMIN TESTS | 4 | NO
W | IN VITRO DIAGNOSTIC MEDICAL DEVICES | W01020701 | ANEMIA | 5 | NO
W | IN VITRO DIAGNOSTIC MEDICAL DEVICES | W0102070101 | ERYTHROPOIETIN | 6 | YES
W | IN VITRO DIAGNOSTIC MEDICAL DEVICES | W0102070102 | FERRITIN | 6 | YES
W | IN VITRO DIAGNOSTIC MEDICAL DEVICES | W0102070103 | FOLATE | 6 | YES
W | IN VITRO DIAGNOSTIC MEDICAL DEVICES | W0102070104 | SOLUBLE TRANSFERRIN RECEPTOR | 6 | YES
W | IN VITRO DIAGNOSTIC MEDICAL DEVICES | W0102070105 | RETICULOCYTE HAEMOGLOBIN CONTENT | 6 | YES
W | IN VITRO DIAGNOSTIC MEDICAL DEVICES | W0102070106 | IRON (IC) | 6 | YES
W | IN VITRO DIAGNOSTIC MEDICAL DEVICES | W0102070107 | IRON BINDING CAPACITY - TOTAL (IC) | 6 | YES
W | IN VITRO DIAGNOSTIC MEDICAL DEVICES | W0102070199 | ANEMIA - OTHER | 6 | YES
W | IN VITRO DIAGNOSTIC MEDICAL DEVICES | W01020702 | VITAMINES | 5 | NO
W | IN VITRO DIAGNOSTIC MEDICAL DEVICES | W0102070201 | VITAMIN B1 | 6 | YES
W | IN VITRO DIAGNOSTIC MEDICAL DEVICES | W0102070202 | VITAMIN B2 | 6 | YES
W | IN VITRO DIAGNOSTIC MEDICAL DEVICES | W0102070203 | VITAMIN B6 | 6 | YES
W | IN VITRO DIAGNOSTIC MEDICAL DEVICES | W0102070204 | VITAMIN B12 | 6 | YES
W | IN VITRO DIAGNOSTIC MEDICAL DEVICES | W0102070205 | INTRINSIC FACTOR (BLOCKING ANTIBODY) | 6 | YES
W | IN VITRO DIAGNOSTIC MEDICAL DEVICES | W0102070206 | VITAMIN D (CHOLECALCIFEROL) | 6 | YES
W | IN VITRO DIAGNOSTIC MEDICAL DEVICES | W0102070299 | VITAMIN TESTS - OTHER | 6 | YES
W | IN VITRO DIAGNOSTIC MEDICAL DEVICES | W01020703 | MULTIPLE - ANEMIA RELATED / VITAMIN TESTS | 5 | NO
W | IN VITRO DIAGNOSTIC MEDICAL DEVICES | W0102070301 | VITAMIN B 12 / FOLATE | 6 | YES
W | IN VITRO DIAGNOSTIC MEDICAL DEVICES | W0102070399 | MULTIPLE ANEMIA / VITAMIN TESTS - OTHER | 6 | YES
W | IN VITRO DIAGNOSTIC MEDICAL DEVICES | W010208 | THERAPEUTIC DRUG MONITORING | 4 | NO
W | IN VITRO DIAGNOSTIC MEDICAL DEVICES | W01020801 | CARDIOVASCULAR TDM | 5 | NO
W | IN VITRO DIAGNOSTIC MEDICAL DEVICES | W0102080101 | DIGOXIN | 6 | YES
W | IN VITRO DIAGNOSTIC MEDICAL DEVICES | W0102080102 | DIGITOXIN | 6 | YES
W | IN VITRO DIAGNOSTIC MEDICAL DEVICES | W0102080103 | DISOPYRAMIDE | 6 | YES
W | IN VITRO DIAGNOSTIC MEDICAL DEVICES | W0102080104 | FLECAINIDE | 6 | YES
W | IN VITRO DIAGNOSTIC MEDICAL DEVICES | W0102080105 | LIDOCAINE | 6 | YES
W | IN VITRO DIAGNOSTIC MEDICAL DEVICES | W0102080106 | N-ACETYLPROCAINAMIDE | 6 | YES
W | IN VITRO DIAGNOSTIC MEDICAL DEVICES | W0102080107 | PROCAINAMIDE | 6 | YES
W | IN VITRO DIAGNOSTIC MEDICAL DEVICES | W0102080108 | PROPRANOLOL | 6 | YES
W | IN VITRO DIAGNOSTIC MEDICAL DEVICES | W0102080109 | QUINIDINE | 6 | YES
W | IN VITRO DIAGNOSTIC MEDICAL DEVICES | W0102080199 | CARDIOVASCULAR TDM - OTHER | 6 | YES
W | IN VITRO DIAGNOSTIC MEDICAL DEVICES | W01020802 | CENTRAL NERVOUS SYSTEMS TDM | 5 | NO
W | IN VITRO DIAGNOSTIC MEDICAL DEVICES | W0102080201 | CARBAMAZEPINE | 6 | YES
W | IN VITRO DIAGNOSTIC MEDICAL DEVICES | W0102080202 | ETHOSUXIMIDE | 6 | YES
W | IN VITRO DIAGNOSTIC MEDICAL DEVICES | W0102080203 | FREE CARBAMAZEPINE | 6 | YES
W | IN VITRO DIAGNOSTIC MEDICAL DEVICES | W0102080204 | FREE PHENYTOIN | 6 | YES
W | IN VITRO DIAGNOSTIC MEDICAL DEVICES | W0102080205 | FREE PRIMIDONE | 6 | YES
W | IN VITRO DIAGNOSTIC MEDICAL DEVICES | W0102080206 | FREE VALPROIC ACID | 6 | YES
W | IN VITRO DIAGNOSTIC MEDICAL DEVICES | W0102080207 | PHENOBARBITAL | 6 | YES
W | IN VITRO DIAGNOSTIC MEDICAL DEVICES | W0102080208 | PHENYTOIN | 6 | YES
W | IN VITRO DIAGNOSTIC MEDICAL DEVICES | W0102080209 | PRIMIDONE | 6 | YES
W | IN VITRO DIAGNOSTIC MEDICAL DEVICES | W0102080210 | VALPROIC ACID | 6 | YES
W | IN VITRO DIAGNOSTIC MEDICAL DEVICES | W0102080211 | GABAPENTIN | 6 | YES
W | IN VITRO DIAGNOSTIC MEDICAL DEVICES | W0102080212 | LAMOTRIGINE | 6 | YES
W | IN VITRO DIAGNOSTIC MEDICAL DEVICES | W0102080213 | TOPIRAMATE | 6 | YES
W | IN VITRO DIAGNOSTIC MEDICAL DEVICES | W0102080214 | ZONISAMIDE | 6 | YES
W | IN VITRO DIAGNOSTIC MEDICAL DEVICES | W0102080215 | LEVETIRACETAM | 6 | YES
W | IN VITRO DIAGNOSTIC MEDICAL DEVICES | W0102080299 | CENTRAL NERVOUS SYSTEM TDM - OTHER | 6 | YES
W | IN VITRO DIAGNOSTIC MEDICAL DEVICES | W01020803 | ANTIBIOTIC TDM / ANTIVIRUS TDM | 5 | NO
W | IN VITRO DIAGNOSTIC MEDICAL DEVICES | W0102080301 | AMIKACIN | 6 | YES
W | IN VITRO DIAGNOSTIC MEDICAL DEVICES | W0102080303 | CHLORAMPHENICOL | 6 | YES
W | IN VITRO DIAGNOSTIC MEDICAL DEVICES | W0102080305 | DIBEKACIN | 6 | YES
W | IN VITRO DIAGNOSTIC MEDICAL DEVICES | W0102080307 | GENTAMICIN | 6 | YES
W | IN VITRO DIAGNOSTIC MEDICAL DEVICES | W0102080309 | KANAMYCIN | 6 | YES
W | IN VITRO DIAGNOSTIC MEDICAL DEVICES | W0102080311 | NETILMYCIN | 6 | YES
W | IN VITRO DIAGNOSTIC MEDICAL DEVICES | W0102080313 | SISOMYCIN | 6 | YES
W | IN VITRO DIAGNOSTIC MEDICAL DEVICES | W0102080315 | STREPTOMYCIN | 6 | YES
W | IN VITRO DIAGNOSTIC MEDICAL DEVICES | W0102080317 | TOBRAMYCIN | 6 | YES
W | IN VITRO DIAGNOSTIC MEDICAL DEVICES | W0102080319 | VANCOMYCIN | 6 | YES
W | IN VITRO DIAGNOSTIC MEDICAL DEVICES | W0102080321 | TEICOPLANINE | 6 | YES
W | IN VITRO DIAGNOSTIC MEDICAL DEVICES | W0102080399 | ANTIBIOTICS TDM - OTHER | 6 | YES
W | IN VITRO DIAGNOSTIC MEDICAL DEVICES | W01020804 | ANTI-ASTHMA TDM | 5 | NO
W | IN VITRO DIAGNOSTIC MEDICAL DEVICES | W0102080401 | CAFFEINE | 6 | YES
W | IN VITRO DIAGNOSTIC MEDICAL DEVICES | W0102080402 | THEOPHYLLINE | 6 | YES
W | IN VITRO DIAGNOSTIC MEDICAL DEVICES | W0102080499 | ANTI-ASTHMA TDM - OTHER | 6 | YES
W | IN VITRO DIAGNOSTIC MEDICAL DEVICES | W01020805 | ANTI-NEOPLASTIC TDM | 5 | NO
W | IN VITRO DIAGNOSTIC MEDICAL DEVICES | W0102080501 | METHOTREXATE | 6 | YES
W | IN VITRO DIAGNOSTIC MEDICAL DEVICES | W0102080599 | ANTI-NEOPLASTIC TDM - OTHER | 6 | YES
W | IN VITRO DIAGNOSTIC MEDICAL DEVICES | W01020806 | IMMUNOSUPPRESSANT TDM | 5 | NO
W | IN VITRO DIAGNOSTIC MEDICAL DEVICES | W0102080601 | CYCLOSPORINE TOTAL | 6 | YES
W | IN VITRO DIAGNOSTIC MEDICAL DEVICES | W0102080602 | CYCLOSPORINE SPECIFIC | 6 | YES
W | IN VITRO DIAGNOSTIC MEDICAL DEVICES | W0102080603 | TACROLIMUS | 6 | YES
W | IN VITRO DIAGNOSTIC MEDICAL DEVICES | W0102080604 | RAPAMYCIN (SIROLIMUS) | 6 | YES
W | IN VITRO DIAGNOSTIC MEDICAL DEVICES | W0102080605 | MYCOPHENOLATE | 6 | YES
W | IN VITRO DIAGNOSTIC MEDICAL DEVICES | W0102080606 | EVEROLIMUS | 6 | YES
W | IN VITRO DIAGNOSTIC MEDICAL DEVICES | W0102080699 | IMMUNOSUPPRESSANT TDM - OTHER | 6 | YES
W | IN VITRO DIAGNOSTIC MEDICAL DEVICES | W01020807 | AUTOIMMUNE DISEASE TDM | 5 | NO
W | IN VITRO DIAGNOSTIC MEDICAL DEVICES | W0102080701 | INFLIXIMAB | 6 | YES
W | IN VITRO DIAGNOSTIC MEDICAL DEVICES | W0102080702 | ADALIMUMAB | 6 | YES
W | IN VITRO DIAGNOSTIC MEDICAL DEVICES | W0102080703 | ETANERCEP | 6 | YES
W | IN VITRO DIAGNOSTIC MEDICAL DEVICES | W0102080704 | RITUXIMAB | 6 | YES
W | IN VITRO DIAGNOSTIC MEDICAL DEVICES | W0102080799 | AUTOIMMUNE DISEASE TDM - OTHER | 6 | YES
W | IN VITRO DIAGNOSTIC MEDICAL DEVICES | W01020899 | THERAPEUTIC DRUG MONITORING - OTHER | 5 | YES
W | IN VITRO DIAGNOSTIC MEDICAL DEVICES | W010209 | DRUGS OF ABUSE / TOXICOLOGY | 4 | NO
W | IN VITRO DIAGNOSTIC MEDICAL DEVICES | W01020901 | DRUGS OF ABUSE | 5 | NO
W | IN VITRO DIAGNOSTIC MEDICAL DEVICES | W0102090101 | AMPHETAMINES GROUP | 6 | YES
W | IN VITRO DIAGNOSTIC MEDICAL DEVICES | W0102090102 | AMPHETAMINE/METHAMPHETAMINE SPECIFIC | 6 | YES
W | IN VITRO DIAGNOSTIC MEDICAL DEVICES | W0102090103 | BARBITURATES | 6 | YES
W | IN VITRO DIAGNOSTIC MEDICAL DEVICES | W0102090104 | BENZODIAZEPINES | 6 | YES
W | IN VITRO DIAGNOSTIC MEDICAL DEVICES | W0102090105 | CANNABINOIDS | 6 | YES
W | IN VITRO DIAGNOSTIC MEDICAL DEVICES | W0102090106 | COCAINE + COCAINE METABOLITES | 6 | YES
W | IN VITRO DIAGNOSTIC MEDICAL DEVICES | W0102090107 | CODEINE | 6 | YES
W | IN VITRO DIAGNOSTIC MEDICAL DEVICES | W0102090108 | COTININE | 6 | YES
W | IN VITRO DIAGNOSTIC MEDICAL DEVICES | W0102090109 | LYSERGIC ACID DIETHYLAMIDE | 6 | YES
W | IN VITRO DIAGNOSTIC MEDICAL DEVICES | W0102090110 | METHADONE | 6 | YES
W | IN VITRO DIAGNOSTIC MEDICAL DEVICES | W0102090111 | METHAQUALONE | 6 | YES
W | IN VITRO DIAGNOSTIC MEDICAL DEVICES | W0102090112 | MORPHINES | 6 | YES
W | IN VITRO DIAGNOSTIC MEDICAL DEVICES | W0102090113 | OPIATES | 6 | YES
W | IN VITRO DIAGNOSTIC MEDICAL DEVICES | W0102090114 | PHENCYCLIDINE | 6 | YES
W | IN VITRO DIAGNOSTIC MEDICAL DEVICES | W0102090115 | PROPOXYPHENE | 6 | YES
W | IN VITRO DIAGNOSTIC MEDICAL DEVICES | W0102090116 | 6-ACETHYLMORPHIUM | 6 | YES
W | IN VITRO DIAGNOSTIC MEDICAL DEVICES | W0102090117 | BUPRENORPHINE | 6 | YES
W | IN VITRO DIAGNOSTIC MEDICAL DEVICES | W0102090118 | DEXTROMETHORPHAN | 6 | YES
W | IN VITRO DIAGNOSTIC MEDICAL DEVICES | W0102090119 | MDMA (ECSTASY) | 6 | YES
W | IN VITRO DIAGNOSTIC MEDICAL DEVICES | W0102090120 | EDDP SPECIFIC (METHADONE METABOLITES) | 6 | YES
W | IN VITRO DIAGNOSTIC MEDICAL DEVICES | W0102090121 | TRAMADOL | 6 | YES
W | IN VITRO DIAGNOSTIC MEDICAL DEVICES | W0102090122 | FENTANYL | 6 | YES
W | IN VITRO DIAGNOSTIC MEDICAL DEVICES | W0102090123 | OXYCODINE | 6 | YES
W | IN VITRO DIAGNOSTIC MEDICAL DEVICES | W0102090199 | DRUGS OF ABUSE - OTHER | 6 | YES
W | IN VITRO DIAGNOSTIC MEDICAL DEVICES | W01020902 | TOXICOLOGY | 5 | NO
W | IN VITRO DIAGNOSTIC MEDICAL DEVICES | W0102090201 | ACETAMINOPHENE (PARACETAMOL) | 6 | YES
W | IN VITRO DIAGNOSTIC MEDICAL DEVICES | W0102090202 | 5-AMINOLEVULINATE DEHYDRATASE | 6 | YES
W | IN VITRO DIAGNOSTIC MEDICAL DEVICES | W0102090203 | AMITRIPTYLINE | 6 | YES
W | IN VITRO DIAGNOSTIC MEDICAL DEVICES | W0102090204 | CATECHOLAMINES | 6 | YES
W | IN VITRO DIAGNOSTIC MEDICAL DEVICES | W0102090205 | DESIPRAMINE | 6 | YES
W | IN VITRO DIAGNOSTIC MEDICAL DEVICES | W0102090206 | DOXEPIN PLUS METABOLITES | 6 | YES
W | IN VITRO DIAGNOSTIC MEDICAL DEVICES | W0102090207 | ETHANOL (ALCOHOL) | 6 | YES
W | IN VITRO DIAGNOSTIC MEDICAL DEVICES | W0102090208 | HIPPURIC ACID | 6 | YES
W | IN VITRO DIAGNOSTIC MEDICAL DEVICES | W0102090209 | IMIPRAMINE | 6 | YES
W | IN VITRO DIAGNOSTIC MEDICAL DEVICES | W0102090210 | NORTRIPTYLINE | 6 | YES
W | IN VITRO DIAGNOSTIC MEDICAL DEVICES | W0102090211 | PHENOLS | 6 | YES
W | IN VITRO DIAGNOSTIC MEDICAL DEVICES | W0102090212 | PROTOPORPHYRIN IX | 6 | YES
W | IN VITRO DIAGNOSTIC MEDICAL DEVICES | W0102090213 | SALICYLATE | 6 | YES
W | IN VITRO DIAGNOSTIC MEDICAL DEVICES | W0102090214 | TRICHLOROACETIC ACID | 6 | YES
W | IN VITRO DIAGNOSTIC MEDICAL DEVICES | W0102090215 | TRICYCLIC ANTIDEPRESSANTS (TOTAL) | 6 | YES
W | IN VITRO DIAGNOSTIC MEDICAL DEVICES | W0102090216 | URO/COPROPORPHYRINS | 6 | YES
W | IN VITRO DIAGNOSTIC MEDICAL DEVICES | W0102090217 | VANILLYLMANDELIC ACID | 6 | YES
W | IN VITRO DIAGNOSTIC MEDICAL DEVICES | W0102090218 | HOMOVANILLIC ACID | 6 | YES
W | IN VITRO DIAGNOSTIC MEDICAL DEVICES | W0102090220 | ETHYL GLUCURONIDE | 6 | YES
W | IN VITRO DIAGNOSTIC MEDICAL DEVICES | W0102090299 | TOXICOLOGY - OTHER | 6 | YES
W | IN VITRO DIAGNOSTIC MEDICAL DEVICES | W010210 | MARKERS FOR AUTO-IMMUNE DISEASES | 4 | NO
W | IN VITRO DIAGNOSTIC MEDICAL DEVICES | W01021001 | AUTOIMMUNE CONNECTIVE TISSUE DISEASES | 5 | NO
W | IN VITRO DIAGNOSTIC MEDICAL DEVICES | W0102100101 | ANA SCREENING | 6 | YES
W | IN VITRO DIAGNOSTIC MEDICAL DEVICES | W0102100102 | ENA SCREENING | 6 | YES
W | IN VITRO DIAGNOSTIC MEDICAL DEVICES | W0102100105 | DS DNA - ANTIBODIES | 6 | YES
W | IN VITRO DIAGNOSTIC MEDICAL DEVICES | W0102100106 | SS DNA - ANTIBODIES | 6 | YES
W | IN VITRO DIAGNOSTIC MEDICAL DEVICES | W0102100107 | HISTONES (H1, H2A, H3, H4,…HN) | 6 | YES
W | IN VITRO DIAGNOSTIC MEDICAL DEVICES | W0102100108 | JO-1 | 6 | YES
W | IN VITRO DIAGNOSTIC MEDICAL DEVICES | W0102100109 | PM-SCL - ANTIBODIES | 6 | YES
W | IN VITRO DIAGNOSTIC MEDICAL DEVICES | W0102100110 | SCL-70 | 6 | YES
W | IN VITRO DIAGNOSTIC MEDICAL DEVICES | W0102100111 | SM | 6 | YES
W | IN VITRO DIAGNOSTIC MEDICAL DEVICES | W0102100112 | SS-A | 6 | YES
W | IN VITRO DIAGNOSTIC MEDICAL DEVICES | W0102100113 | SS-B | 6 | YES
W | IN VITRO DIAGNOSTIC MEDICAL DEVICES | W0102100114 | U1-SNRNP - ANTIBODIES | 6 | YES
W | IN VITRO DIAGNOSTIC MEDICAL DEVICES | W0102100115 | ANTI-CENTROMERE ANTIBODIES | 6 | YES
W | IN VITRO DIAGNOSTIC MEDICAL DEVICES | W0102100117 | NUCLEOSOME ANTIBODIES | 6 | YES
W | IN VITRO DIAGNOSTIC MEDICAL DEVICES | W0102100118 | RIBOSOMAL PHOSPHOPROTEIN ANTIBODIES | 6 | YES
W | IN VITRO DIAGNOSTIC MEDICAL DEVICES | W0102100199 | AUTOIMMUNE CONNECTIVE TISSUE DISEASES TESTING - OTHER | 6 | YES
W | IN VITRO DIAGNOSTIC MEDICAL DEVICES | W01021002 | NEURO-AUTO-IMMUNE DISEASE | 5 | NO
W | IN VITRO DIAGNOSTIC MEDICAL DEVICES | W0102100201 | ANTI-GANGLIOSIDE-ANTIBODIES TOTAL | 6 | YES
W | IN VITRO DIAGNOSTIC MEDICAL DEVICES | W0102100202 | ANTI-GM1 | 6 | YES
W | IN VITRO DIAGNOSTIC MEDICAL DEVICES | W0102100203 | ASIALO-GM1 | 6 | YES
W | IN VITRO DIAGNOSTIC MEDICAL DEVICES | W0102160801 | CONTROLS IMMUNOCHEM - RT & POC | 6 | YES
W | IN VITRO DIAGNOSTIC MEDICAL DEVICES | W0102160802 | STANDARDS AND CALIBRATORS IMMUNOCHEM - RT & POC | 6 | YES
W | IN VITRO DIAGNOSTIC MEDICAL DEVICES | W01021609 | INDIVIDUAL AND SPECIFIC HORMONES/PROTEINS RT & POC | 5 | NO
W | IN VITRO DIAGNOSTIC MEDICAL DEVICES | W0102160901 | LIPOCALIN-2 GRANULOCYTE GELATINASE ASSOCIATED - RT & POC | 6 | YES
W | IN VITRO DIAGNOSTIC MEDICAL DEVICES | W0102160902 | PARATHYROID HORMONE - RT & POC | 6 | YES
W | IN VITRO DIAGNOSTIC MEDICAL DEVICES | W0102160903 | THYROID-STIMULATING HORMONE - RT & POC | 6 | YES
W | IN VITRO DIAGNOSTIC MEDICAL DEVICES | W0102160999 | INDIVIDUAL AND SPECIFIC HORMONES/PROTEINS RT & POC - OTHER | 6 | YES
W | IN VITRO DIAGNOSTIC MEDICAL DEVICES | W01021699 | RAPID TESTS & POINT OF CARE - IMMUNOCHEMISTRY - OTHER | 5 | YES
W | IN VITRO DIAGNOSTIC MEDICAL DEVICES | W010217 | TRAUMATIC BRAIN INJURY | 4 | NO
W | IN VITRO DIAGNOSTIC MEDICAL DEVICES | W01021701 | GLIAL FIBRILLARY ACIDIC PROTEIN / UBIQUITIN C-TERMINAL HYDROLASE-L1 | 5 | YES
W | IN VITRO DIAGNOSTIC MEDICAL DEVICES | W01021702 | PROTEIN S-100 B | 5 | YES
W | IN VITRO DIAGNOSTIC MEDICAL DEVICES | W01021799 | OTHER TRAUMATIC BRAIN INJURY MARKERS | 5 | YES
W | IN VITRO DIAGNOSTIC MEDICAL DEVICES | W010290 | OTHER IMMUNOCHEMISTRY | 4 | NO
W | IN VITRO DIAGNOSTIC MEDICAL DEVICES | W01029001 | ANTISERA (MONOVALENT AND POLYVALENT) | 5 | YES
W | IN VITRO DIAGNOSTIC MEDICAL DEVICES | W01029002 | AMANITIN ( ORGANIC POISONS ) | 5 | YES
W | IN VITRO DIAGNOSTIC MEDICAL DEVICES | W01029003 | BUFFERS (UNASSIGNABLE), SUPPLEM. REAGENTS, ETC (IC) | 5 | YES
W | IN VITRO DIAGNOSTIC MEDICAL DEVICES | W01029004 | COATED TUBES AND BEADS (UNASSIGNABLE) (IC) | 5 | YES
W | IN VITRO DIAGNOSTIC MEDICAL DEVICES | W01029099 | IMMUNOCHEMISTRY REAGENTS - OTHER | 5 | YES
W | IN VITRO DIAGNOSTIC MEDICAL DEVICES | W0103 | HAEMATOLOGY / HAEMOSTASIS / IMMUNOHAEMATOLOGY / HISTOLOGY / CYTOLOGY | 3 | NO
W | IN VITRO DIAGNOSTIC MEDICAL DEVICES | W0105040517 | HUMAN METAPNEUMOVIRUS - NA REAGENTS | 6 | YES
W | IN VITRO DIAGNOSTIC MEDICAL DEVICES | W0105040518 | BOCAVIRUS - NA REAGENTS | 6 | YES
W | IN VITRO DIAGNOSTIC MEDICAL DEVICES | W0105040520 | RHINOVIRUS - NA REAGENTS | 6 | YES
W | IN VITRO DIAGNOSTIC MEDICAL DEVICES | W0105040521 | PARECHOVIRUS - NA REAGENTS | 6 | YES
W | IN VITRO DIAGNOSTIC MEDICAL DEVICES | W0105040522 | BK VIRUS - NA REAGENTS | 6 | YES
W | IN VITRO DIAGNOSTIC MEDICAL DEVICES | W0105040523 | JC VIRUS - NA REAGENTS | 6 | YES
W | IN VITRO DIAGNOSTIC MEDICAL DEVICES | W0105040524 | HHV-6,7,8 - NA REAGENTS | 6 | YES
W | IN VITRO DIAGNOSTIC MEDICAL DEVICES | W0105040525 | CHIKUNGUNYA VIRUS - NA REAGENTS | 6 | YES
W | IN VITRO DIAGNOSTIC MEDICAL DEVICES | W0105040526 | WEST NILE VIRUS - NA REAGENT | 6 | YES
W | IN VITRO DIAGNOSTIC MEDICAL DEVICES | W0105040528 | EBOLA (FILOVIRUS) - NA REAGENTS | 6 | YES
W | IN VITRO DIAGNOSTIC MEDICAL DEVICES | W0105040529 | CRIMEAN–CONGO HEMORRHAGIC FEVER (CCHF) - NA REAGENTS | 6 | YES
W | IN VITRO DIAGNOSTIC MEDICAL DEVICES | W0105040530 | ASTROVIRUS - NA REAGENTS | 6 | YES
W | IN VITRO DIAGNOSTIC MEDICAL DEVICES | W0105040531 | ZIKA VIRUS - NA REAGENTS | 6 | YES
W | IN VITRO DIAGNOSTIC MEDICAL DEVICES | W0105040532 | MONKEYPOX VIRUS / MPOX - NA REAGENT | 6 | YES
W | IN VITRO DIAGNOSTIC MEDICAL DEVICES | W0105040599 | VIROLOGY - NA REAGENTS - OTHER | 6 | YES
W | IN VITRO DIAGNOSTIC MEDICAL DEVICES | W01050406 | OTHER VIROLOGY ANTIGEN/ANTIBODY DETECTION | 5 | NO
W | IN VITRO DIAGNOSTIC MEDICAL DEVICES | W0105040601 | ADENOVIRUS | 6 | YES
W | IN VITRO DIAGNOSTIC MEDICAL DEVICES | W0105040602 | ENTEROVIRUS | 6 | YES
W | IN VITRO DIAGNOSTIC MEDICAL DEVICES | W0105040604 | INFLUENZA & PARA INFLUENZA | 6 | YES
W | IN VITRO DIAGNOSTIC MEDICAL DEVICES | W0105040605 | RESPIRATORY SYNCYTIAL VIRUS (RSV) | 6 | YES
W | IN VITRO DIAGNOSTIC MEDICAL DEVICES | W0105040606 | ROTAVIRUS | 6 | YES
W | IN VITRO DIAGNOSTIC MEDICAL DEVICES | W0105040609 | PARVOVIRUS B 19 | 6 | YES
W | IN VITRO DIAGNOSTIC MEDICAL DEVICES | W0105040611 | DENGUE VIRUS | 6 | YES
W | IN VITRO DIAGNOSTIC MEDICAL DEVICES | W0105040612 | FSME VIRUS | 6 | YES
W | IN VITRO DIAGNOSTIC MEDICAL DEVICES | W0105040613 | LCM VIRUS | 6 | YES
W | IN VITRO DIAGNOSTIC MEDICAL DEVICES | W0105040614 | HANTAVIRUS / BUNYAVIRUS | 6 | YES
W | IN VITRO DIAGNOSTIC MEDICAL DEVICES | W0105040615 | AVIAN INFLUENZA | 6 | YES
W | IN VITRO DIAGNOSTIC MEDICAL DEVICES | W0105040616 | NOROVIRUS | 6 | YES
W | IN VITRO DIAGNOSTIC MEDICAL DEVICES | W0105040617 | HUMAN METAPNEUMOVIRUS | 6 | YES
W | IN VITRO DIAGNOSTIC MEDICAL DEVICES | W0105040618 | BOCAVIRUS | 6 | YES
W | IN VITRO DIAGNOSTIC MEDICAL DEVICES | W0105040620 | RHINOVIRUS | 6 | YES
W | IN VITRO DIAGNOSTIC MEDICAL DEVICES | W0105040621 | PARECHOVIRUS | 6 | YES
W | IN VITRO DIAGNOSTIC MEDICAL DEVICES | W0105040622 | BK VIRUS | 6 | YES
W | IN VITRO DIAGNOSTIC MEDICAL DEVICES | W0105040623 | JC VIRUS | 6 | YES
W | IN VITRO DIAGNOSTIC MEDICAL DEVICES | W0105040624 | HHV-6,7,8 | 6 | YES
W | IN VITRO DIAGNOSTIC MEDICAL DEVICES | W0105040625 | CHIKUNGUNYA VIRUS | 6 | YES
W | IN VITRO DIAGNOSTIC MEDICAL DEVICES | W0105040626 | WEST NILE VIRUS | 6 | YES
W | IN VITRO DIAGNOSTIC MEDICAL DEVICES | W0105040627 | EBOLA (FILOVIRUS) | 6 | YES
Z | MEDICAL EQUIPMENT AND RELATED ACCESSORIES, SOFTWARE AND CONSUMABLES | Z11019004 | AUTOMATIC CURVE TRACERS | 5 | YES
Z | MEDICAL EQUIPMENT AND RELATED ACCESSORIES, SOFTWARE AND CONSUMABLES | Z11019005 | SHIELDING BLOCK CUTTERS | 5 | YES
Z | MEDICAL EQUIPMENT AND RELATED ACCESSORIES, SOFTWARE AND CONSUMABLES | Z11019080 | VARIOUS RADIOTHERAPY AND RADIOSURGERY INSTRUMENTS - HARDWARE ACCESSORIES | 5 | YES
Z | MEDICAL EQUIPMENT AND RELATED ACCESSORIES, SOFTWARE AND CONSUMABLES | Z11019082 | VARIOUS RADIOTHERAPY AND RADIOSURGERY INSTRUMENTS - SOFTWARE ACCESSORIES | 5 | YES
Z | MEDICAL EQUIPMENT AND RELATED ACCESSORIES, SOFTWARE AND CONSUMABLES | Z11019085 | VARIOUS RADIOTHERAPY AND RADIOSURGERY INSTRUMENTS - CONSUMABLES | 5 | YES
Z | MEDICAL EQUIPMENT AND RELATED ACCESSORIES, SOFTWARE AND CONSUMABLES | Z11019092 | VARIOUS RADIOTHERAPY AND RADIOSURGERY INSTRUMENTS - MEDICAL DEVICE SOFTWARE | 5 | YES
Z | MEDICAL EQUIPMENT AND RELATED ACCESSORIES, SOFTWARE AND CONSUMABLES | Z11019099 | VARIOUS RADIOTHERAPY AND RADIOSURGERY INSTRUMENTS - OTHER | 5 | YES
Z | MEDICAL EQUIPMENT AND RELATED ACCESSORIES, SOFTWARE AND CONSUMABLES | Z1102 | NUCLEAR MEDICINE INSTRUMENTS | 3 | NO
Z | MEDICAL EQUIPMENT AND RELATED ACCESSORIES, SOFTWARE AND CONSUMABLES | Z110201 | COMPUTERISED GAMMA CAMERAS | 4 | NO
Z | MEDICAL EQUIPMENT AND RELATED ACCESSORIES, SOFTWARE AND CONSUMABLES | Z11020101 | MOBILE GAMMA CAMERAS | 5 | YES
Z | MEDICAL EQUIPMENT AND RELATED ACCESSORIES, SOFTWARE AND CONSUMABLES | Z11020102 | FIXED STATION GAMMA CAMERAS WITH SINGLE HEAD - WITHOUT ‘TOTAL BODY' ACQUISITION | 5 | YES
Z | MEDICAL EQUIPMENT AND RELATED ACCESSORIES, SOFTWARE AND CONSUMABLES | Z11020103 | FIXED STATION GAMMA CAMERAS WITH SINGLE HEAD - WITH ‘TOTAL BODY’ ACQUISITION | 5 | YES
Z | MEDICAL EQUIPMENT AND RELATED ACCESSORIES, SOFTWARE AND CONSUMABLES | Z11020104 | FIXED STATION GAMMA CAMERAS WITH MULTIPLE HEADS - WITHOUT ‘TOTAL BODY’ ACQUISITION | 5 | YES
Z | MEDICAL EQUIPMENT AND RELATED ACCESSORIES, SOFTWARE AND CONSUMABLES | Z11020105 | FIXED STATION GAMMA CAMERAS WITH MULTIPLE HEADS - WITH ‘TOTAL BODY’ ACQUISITION | 5 | YES
Z | MEDICAL EQUIPMENT AND RELATED ACCESSORIES, SOFTWARE AND CONSUMABLES | Z11020180 | COMPUTERISED GAMMA CAMERAS -HARDWARE ACCESSORIES | 5 | YES
Z | MEDICAL EQUIPMENT AND RELATED ACCESSORIES, SOFTWARE AND CONSUMABLES | Z11020182 | COMPUTERISED GAMMA CAMERAS - SOFTWARE ACCESSORIES | 5 | YES
Z | MEDICAL EQUIPMENT AND RELATED ACCESSORIES, SOFTWARE AND CONSUMABLES | Z11020185 | COMPUTERISED GAMMA CAMERAS -CONSUMABLES | 5 | YES
Z | MEDICAL EQUIPMENT AND RELATED ACCESSORIES, SOFTWARE AND CONSUMABLES | Z11020192 | COMPUTERISED GAMMA CAMERAS - MEDICAL DEVICE SOFTWARE | 5 | YES
Z | MEDICAL EQUIPMENT AND RELATED ACCESSORIES, SOFTWARE AND CONSUMABLES | Z110202 | INTEGRATED CT/GAMMA CAMERA SYSTEMS | 4 | NO
Z | MEDICAL EQUIPMENT AND RELATED ACCESSORIES, SOFTWARE AND CONSUMABLES | Z11020201 | CT/GAMMA CAMERA SYSTEMS | 5 | YES
W | IN VITRO DIAGNOSTIC MEDICAL DEVICES | W0102100204 | ANTI-GD1B | 6 | YES
W | IN VITRO DIAGNOSTIC MEDICAL DEVICES | W0102100205 | GAL (ß1-3) | 6 | YES
W | IN VITRO DIAGNOSTIC MEDICAL DEVICES | W0102100206 | GALNAC | 6 | YES
W | IN VITRO DIAGNOSTIC MEDICAL DEVICES | W0102100207 | ANTI-MAG (MYELIN ASSOCIATED GLYCOPROTEIN) | 6 | YES
W | IN VITRO DIAGNOSTIC MEDICAL DEVICES | W0102100208 | ANTI-CAR (CANCER ASSOCIATED RETINOPATHY) | 6 | YES
W | IN VITRO DIAGNOSTIC MEDICAL DEVICES | W0102100209 | ANTI-HU ANTIBODY | 6 | YES
W | IN VITRO DIAGNOSTIC MEDICAL DEVICES | W0102100210 | ANTI-YO ANTIBODY | 6 | YES
W | IN VITRO DIAGNOSTIC MEDICAL DEVICES | W0102100211 | ANTI-RI ANTIBODY | 6 | YES
W | IN VITRO DIAGNOSTIC MEDICAL DEVICES | W0102100212 | ANTI-GQ1B | 6 | YES
W | IN VITRO DIAGNOSTIC MEDICAL DEVICES | W0102100299 | NEURO-AUTO-IMMUNE DISEASE - OTHER | 6 | YES
W | IN VITRO DIAGNOSTIC MEDICAL DEVICES | W01021003 | THYROID-AUTO-IMMUNE DISEASE | 5 | NO
W | IN VITRO DIAGNOSTIC MEDICAL DEVICES | W0102100301 | THYROID PEROXIDASE (INCL. MICROSOMAL) ANTIBODIES | 6 | YES
W | IN VITRO DIAGNOSTIC MEDICAL DEVICES | W0102100302 | TSH RECEPTOR ANTIBODIES | 6 | YES
W | IN VITRO DIAGNOSTIC MEDICAL DEVICES | W0102100303 | THYROGLOBULIN AUTOANTIBODY | 6 | YES
W | IN VITRO DIAGNOSTIC MEDICAL DEVICES | W0102100304 | THYROID STIMULATING IMMUNOGLOBULIN | 6 | YES
W | IN VITRO DIAGNOSTIC MEDICAL DEVICES | W0102100399 | THYROID-AUTO-IMMUNE DISEASE - OTHER | 6 | YES
W | IN VITRO DIAGNOSTIC MEDICAL DEVICES | W01021004 | VASCULITIS | 5 | NO
W | IN VITRO DIAGNOSTIC MEDICAL DEVICES | W0102100401 | ANCA SCREENING | 6 | YES
W | IN VITRO DIAGNOSTIC MEDICAL DEVICES | W0102100402 | MPO ANCA | 6 | YES
W | IN VITRO DIAGNOSTIC MEDICAL DEVICES | W0102100403 | PR3 ANCA | 6 | YES
W | IN VITRO DIAGNOSTIC MEDICAL DEVICES | W0102100499 | VASCULITIS - OTHER | 6 | YES
W | IN VITRO DIAGNOSTIC MEDICAL DEVICES | W01021005 | ANTI-PHOSPHOLIPID SYNDROM | 5 | NO
W | IN VITRO DIAGNOSTIC MEDICAL DEVICES | W0102100501 | ANTI-CARDIOLIPIN ANTIBODIES | 6 | YES
W | IN VITRO DIAGNOSTIC MEDICAL DEVICES | W0102100502 | ANTI-PHOSPHATIDYLSERIN ANTIBODIES | 6 | YES
W | IN VITRO DIAGNOSTIC MEDICAL DEVICES | W0102100503 | ANTI-B2-GLYCOPROTEIN I ANTIBODIES | 6 | YES
W | IN VITRO DIAGNOSTIC MEDICAL DEVICES | W0102100504 | APLS SCREENING (OR ANTI-CARDIOLIPIN / ANTI-B2-GLYCOPROTEIN COMBITEST) | 6 | YES
W | IN VITRO DIAGNOSTIC MEDICAL DEVICES | W0102100599 | ANTI-PHOSPHOLIP SYNDROME - OTHER | 6 | YES
W | IN VITRO DIAGNOSTIC MEDICAL DEVICES | W01021006 | CELIAC DISEASE | 5 | NO
W | IN VITRO DIAGNOSTIC MEDICAL DEVICES | W0102100601 | TISSUE TRANSGLUTAMINASE ANTIBODIES | 6 | YES
W | IN VITRO DIAGNOSTIC MEDICAL DEVICES | W0102100602 | TISSUE TRANSGLUTAMINASE/ GLIADIN ANTIBODIES COMBITEST | 6 | YES
W | IN VITRO DIAGNOSTIC MEDICAL DEVICES | W0102100603 | ANTIBODIES TO ENDOMYSIAL AUTOANTIGENES | 6 | YES
W | IN VITRO DIAGNOSTIC MEDICAL DEVICES | W0102100604 | GLIADIN ANTIBODIES | 6 | YES
W | IN VITRO DIAGNOSTIC MEDICAL DEVICES | W0102100699 | CELIAC DISEASE - OTHER | 6 | YES
W | IN VITRO DIAGNOSTIC MEDICAL DEVICES | W01021007 | AUTOIMMUNE HEPATITIS | 5 | NO
W | IN VITRO DIAGNOSTIC MEDICAL DEVICES | W0102100701 | HEPATITIS AUTOANTIBODY SCREENING | 6 | YES
W | IN VITRO DIAGNOSTIC MEDICAL DEVICES | W0102100702 | ANTI-MITOCHONDRIAL ANTIBODIES | 6 | YES
W | IN VITRO DIAGNOSTIC MEDICAL DEVICES | W0102100703 | LKM1 AND RELATED PROTEINS ANTIBODIES | 6 | YES
W | IN VITRO DIAGNOSTIC MEDICAL DEVICES | W0102100704 | ANTI-ACTIN ANTIBODIES | 6 | YES
W | IN VITRO DIAGNOSTIC MEDICAL DEVICES | W0102100705 | PARIETAL CELL ANTIBODIES | 6 | YES
W | IN VITRO DIAGNOSTIC MEDICAL DEVICES | W0102100706 | SP 100 ANTIBODIES | 6 | YES
W | IN VITRO DIAGNOSTIC MEDICAL DEVICES | W0102100707 | ANTIBODIES TO SOLUBLE LIVER ANTIGENES | 6 | YES
W | IN VITRO DIAGNOSTIC MEDICAL DEVICES | W0102100799 | AUTOIMMUNE HEPATITIS - OTHER | 6 | YES
W | IN VITRO DIAGNOSTIC MEDICAL DEVICES | W01021008 | INFLAMATORY BOWEL DISEASE (IBD) | 5 | NO
W | IN VITRO DIAGNOSTIC MEDICAL DEVICES | W0102100801 | SACCHAROMYCES CEREVISIAE ANTIBODIES | 6 | YES
W | IN VITRO DIAGNOSTIC MEDICAL DEVICES | W0102100802 | PERINUCLEAR ANTI-NEUTROPHIL CYTOPLASMIC ANTIBODIES | 6 | YES
W | IN VITRO DIAGNOSTIC MEDICAL DEVICES | W0102100899 | OTHERS INFLAMATORY BOWEL DISEASE | 6 | YES
W | IN VITRO DIAGNOSTIC MEDICAL DEVICES | W01021090 | VARIOUS AUTO-IMMUNE DISEASE | 5 | NO
W | IN VITRO DIAGNOSTIC MEDICAL DEVICES | W0102109005 | COMPLEMENT ACTIVATION | 6 | YES
W | IN VITRO DIAGNOSTIC MEDICAL DEVICES | W0102109007 | GOODPASTURE ANTIBODIES | 6 | YES
W | IN VITRO DIAGNOSTIC MEDICAL DEVICES | W0102109013 | SPERM ANTIBODIES | 6 | YES
W | IN VITRO DIAGNOSTIC MEDICAL DEVICES | W0102109014 | ANTIBODIES TO GLOMERULAR BASAL MEMBRANE | 6 | YES
W | IN VITRO DIAGNOSTIC MEDICAL DEVICES | W0102109022 | ACETYLCHOLIN RECEPTOR ANTIBODIES | 6 | YES
W | IN VITRO DIAGNOSTIC MEDICAL DEVICES | W0102109023 | LDL ANTIBODIES | 6 | YES
W | IN VITRO DIAGNOSTIC MEDICAL DEVICES | W0102109099 | AUTO-IMMUNE DISEASE TESTS - OTHER | 6 | YES
W | IN VITRO DIAGNOSTIC MEDICAL DEVICES | W010211 | RHEUMATOID - INFLAMMATORY DISEASES MARKERS | 4 | NO
W | IN VITRO DIAGNOSTIC MEDICAL DEVICES | W01021101 | ANTI-STREPTOCOCCAL DEOXYRIBONUCLEASE B (ANTI-DNAASE B) | 5 | YES
W | IN VITRO DIAGNOSTIC MEDICAL DEVICES | W01021102 | ANTI - STREPTOCOCCAL HYALURONIDASE | 5 | YES
W | IN VITRO DIAGNOSTIC MEDICAL DEVICES | W01021103 | ANTI-STREPTOKINASE | 5 | YES
W | IN VITRO DIAGNOSTIC MEDICAL DEVICES | W01021104 | ANTI-STREPTOLYSIN O (QUANTITATIVE) | 5 | YES
W | IN VITRO DIAGNOSTIC MEDICAL DEVICES | W01021105 | ANTI-STREPTOLYSIN O REACTION TIME / TITRE (QUALITATIVE) | 5 | YES
W | IN VITRO DIAGNOSTIC MEDICAL DEVICES | W01021106 | ANTI-STAPHYLOLYSIN (QUANTITATIVE) | 5 | YES
W | IN VITRO DIAGNOSTIC MEDICAL DEVICES | W01021107 | ANTI-STAPHYLOLYSIN REACTION TIME / TITRE (QUALITATIVE) | 5 | YES
W | IN VITRO DIAGNOSTIC MEDICAL DEVICES | W01021108 | CIRCULATING IMMUNE COMPLEXES | 5 | YES
W | IN VITRO DIAGNOSTIC MEDICAL DEVICES | W01021109 | C-REACTIVE PROTEIN | 5 | YES
W | IN VITRO DIAGNOSTIC MEDICAL DEVICES | W01021110 | RHEUMATOID FACTORS | 5 | YES
W | IN VITRO DIAGNOSTIC MEDICAL DEVICES | W01021111 | ANTI-STREPTOCOCCAL SCREENING | 5 | YES
W | IN VITRO DIAGNOSTIC MEDICAL DEVICES | W01021112 | ANTI-CYCLIC CITRULLINATED PEPTIDE | 5 | YES
W | IN VITRO DIAGNOSTIC MEDICAL DEVICES | W01021199 | RHEUMATOID / INFLAMMATORY DISEASE MARKERS - OTHER | 5 | YES
W | IN VITRO DIAGNOSTIC MEDICAL DEVICES | W010212 | SPECIFIC ORGAN FUNCTION ASSAYS | 4 | NO
W | IN VITRO DIAGNOSTIC MEDICAL DEVICES | W01021201 | LIVER FUNCTION (IMMUNOCHEMISTRY) | 5 | NO
W | IN VITRO DIAGNOSTIC MEDICAL DEVICES | W0102120101 | MEGX | 6 | YES
W | IN VITRO DIAGNOSTIC MEDICAL DEVICES | W0102120102 | CARBO HYDRATE DEFICIENT TRANSFERRIN | 6 | YES
W | IN VITRO DIAGNOSTIC MEDICAL DEVICES | W0102120103 | HYALURONIC ACID | 6 | YES
W | IN VITRO DIAGNOSTIC MEDICAL DEVICES | W0102120104 | PROCOLLAGEN III AMINO TERMINAL PEPTIDE | 6 | YES
W | IN VITRO DIAGNOSTIC MEDICAL DEVICES | W0102120105 | TISSUE INHIBITOR OF METALLOPROTEINASE 1 | 6 | YES
W | IN VITRO DIAGNOSTIC MEDICAL DEVICES | W0102120199 | LIVER FUNCTION - OTHER | 6 | YES
W | IN VITRO DIAGNOSTIC MEDICAL DEVICES | W01021299 | ORGAN FUNCTION ASSAYS - OTHER | 5 | YES
W | IN VITRO DIAGNOSTIC MEDICAL DEVICES | W010213 | CARDIAC MARKERS | 4 | NO
W | IN VITRO DIAGNOSTIC MEDICAL DEVICES | W01021301 | BNP / PROBNP (INCLUDING OTHER NATRIURIC PEPTIDES) | 5 | YES
W | IN VITRO DIAGNOSTIC MEDICAL DEVICES | W01021302 | HEART-TYPE FATTY ACID BINDING PROTEIN | 5 | YES
W | IN VITRO DIAGNOSTIC MEDICAL DEVICES | W01021303 | GLYCOGEN PHOSPHORYLASE BB | 5 | YES
W | IN VITRO DIAGNOSTIC MEDICAL DEVICES | W01021304 | MYOGLOBIN | 5 | YES
W | IN VITRO DIAGNOSTIC MEDICAL DEVICES | W01021305 | MYOSIN LIGHT CHAIN | 5 | YES
W | IN VITRO DIAGNOSTIC MEDICAL DEVICES | W01021306 | TROPONIN I/T | 5 | YES
W | IN VITRO DIAGNOSTIC MEDICAL DEVICES | W01021307 | HOMOCYSTEINE | 5 | YES
W | IN VITRO DIAGNOSTIC MEDICAL DEVICES | W01021308 | HIGH-SENSITIVITY C-.REACTIVE PROTEIN | 5 | YES
W | IN VITRO DIAGNOSTIC MEDICAL DEVICES | W01021309 | ISCHEMIA MODIFIED ALBUMIN | 5 | YES
W | IN VITRO DIAGNOSTIC MEDICAL DEVICES | W01021310 | MYELOPEROXIDASE | 5 | YES
W | IN VITRO DIAGNOSTIC MEDICAL DEVICES | W01021311 | CREATINE KINASE - MB MASS (IC) | 5 | YES
W | IN VITRO DIAGNOSTIC MEDICAL DEVICES | W01021312 | LIPOPROTEIN-ASSOCIATED PHOSPHOLIPASE A2 | 5 | YES
W | IN VITRO DIAGNOSTIC MEDICAL DEVICES | W01021313 | GALECTIN-3 | 5 | YES
W | IN VITRO DIAGNOSTIC MEDICAL DEVICES | W01021314 | ST2 | 5 | YES
W | IN VITRO DIAGNOSTIC MEDICAL DEVICES | W01021315 | COPEPTIN | 5 | YES
W | IN VITRO DIAGNOSTIC MEDICAL DEVICES | W01021316 | MID-REGIONAL PRO ATRIAL NATRIURETIC PEPTIDE (MR-PROANP) | 5 | YES
W | IN VITRO DIAGNOSTIC MEDICAL DEVICES | W01021399 | CARDIAC MARKERS - OTHER | 5 | YES
W | IN VITRO DIAGNOSTIC MEDICAL DEVICES | W010214 | MULTIPLE PARAMETERS - IMMUNOCHEMISTRY | 4 | NO
W | IN VITRO DIAGNOSTIC MEDICAL DEVICES | W01021499 | MULTIPLE IMMUNOCHEMISTRY REAGENTS - OTHER | 5 | YES
W | IN VITRO DIAGNOSTIC MEDICAL DEVICES | W010215 | IMMUNOCHEMISTRY CONTROLS/STANDARDS/CALIBRATORS | 4 | NO
W | IN VITRO DIAGNOSTIC MEDICAL DEVICES | W01021520 | CONTROLS - IMMUNOCHEMISTRY | 5 | NO
W | IN VITRO DIAGNOSTIC MEDICAL DEVICES | W0102152001 | TDM/DRUG CONTROLS | 6 | YES
W | IN VITRO DIAGNOSTIC MEDICAL DEVICES | W0102152002 | HORMONE CONTROLS | 6 | YES
W | IN VITRO DIAGNOSTIC MEDICAL DEVICES | W0102152003 | SPECIFIC PROTEIN CONTROLS | 6 | YES
W | IN VITRO DIAGNOSTIC MEDICAL DEVICES | W0102152004 | CARDIAC MARKER CONTROLS | 6 | YES
W | IN VITRO DIAGNOSTIC MEDICAL DEVICES | W0102152005 | TUMOUR MARKER CONTROLS | 6 | YES
W | IN VITRO DIAGNOSTIC MEDICAL DEVICES | W0102152006 | ANAEMIA RELATED/VITAMIN CONTROLS | 6 | YES
W | IN VITRO DIAGNOSTIC MEDICAL DEVICES | W0102152008 | CONTROLS FOR INDIVIDUAL AND SPECIFIC HORMONES | 6 | YES
W | IN VITRO DIAGNOSTIC MEDICAL DEVICES | W0102152009 | CONTROLS FOR NARCOTICS / TOXICOLOGY | 6 | YES
W | IN VITRO DIAGNOSTIC MEDICAL DEVICES | W0102152010 | CONTROLS FOR RHEUMATOLOGY | 6 | YES
W | IN VITRO DIAGNOSTIC MEDICAL DEVICES | W0102152011 | CONTROLS FOR AUTOIMMUNITY | 6 | YES
W | IN VITRO DIAGNOSTIC MEDICAL DEVICES | W0102152099 | CONTROLS- IMMUNOCHEMISTRY - OTHER | 6 | YES
W | IN VITRO DIAGNOSTIC MEDICAL DEVICES | W01021521 | MULTICOMPONENT IMMUNOCHEMISTRY CONTROLS | 5 | YES
W | IN VITRO DIAGNOSTIC MEDICAL DEVICES | W01021522 | STANDARDS AND CALIBRATORS IMMUNOCHEMISTRY | 5 | NO
W | IN VITRO DIAGNOSTIC MEDICAL DEVICES | W0102152201 | TDM/DRUG STANDARDS AND CALIBRATORS | 6 | YES
W | IN VITRO DIAGNOSTIC MEDICAL DEVICES | W0102152202 | HORMONE STANDARDS AND CALIBRATORS | 6 | YES
W | IN VITRO DIAGNOSTIC MEDICAL DEVICES | W0102152203 | SPECIFIC PROTEIN STANDARDS AND CALIBRATORS | 6 | YES
W | IN VITRO DIAGNOSTIC MEDICAL DEVICES | W0102152204 | CARDIAC MARKER STANDARDS AND CALIBRATORS | 6 | YES
W | IN VITRO DIAGNOSTIC MEDICAL DEVICES | W0102152205 | TUMOUR MARKER STANDARDS AND CALIBRATORS | 6 | YES
W | IN VITRO DIAGNOSTIC MEDICAL DEVICES | W0102152206 | ANAEMIA RELATED/VITAMIN STANDARDS AND CALIBRATORS | 6 | YES
W | IN VITRO DIAGNOSTIC MEDICAL DEVICES | W0102152208 | STANDARDS AND CALIBRATORS FOR INDIVIDUAL AND SPECIFIC HORMONES /PROTEINS | 6 | YES
W | IN VITRO DIAGNOSTIC MEDICAL DEVICES | W0102152209 | DRUGS OF ABUSE / TOXICOLOGY STANDARDS AND CALIBRATORS | 6 | YES
W | IN VITRO DIAGNOSTIC MEDICAL DEVICES | W0102152210 | STANDARDS AND CALIBRATORS FOR RHEUMATOLOGY | 6 | YES
W | IN VITRO DIAGNOSTIC MEDICAL DEVICES | W0102152211 | STANDARDS AND CALIBRATORS FOR AUTOIMMUNITY | 6 | YES
W | IN VITRO DIAGNOSTIC MEDICAL DEVICES | W0102152299 | STANDARDS AND CALIBRATORS - IMMUNOCHEMISTRY - OTHER | 6 | YES
W | IN VITRO DIAGNOSTIC MEDICAL DEVICES | W010216 | IMMUNOCHEMISTRY - RAPID TESTS & POINT OF CARE | 4 | NO
W | IN VITRO DIAGNOSTIC MEDICAL DEVICES | W01021601 | SPECIFIC PROTEINS RT & POC | 5 | NO
W | IN VITRO DIAGNOSTIC MEDICAL DEVICES | W0102160101 | ALBUMIN INCL. UALBUMIN RT & POC | 6 | YES
W | IN VITRO DIAGNOSTIC MEDICAL DEVICES | W0102160102 | GLYCOSYLATED/GLYCATED HAEMOGLOBIN (IC) RT & POC | 6 | YES
W | IN VITRO DIAGNOSTIC MEDICAL DEVICES | W0102160199 | SPECIFIC PROTEINS RT & POC - OTHER | 6 | YES
W | IN VITRO DIAGNOSTIC MEDICAL DEVICES | W01021602 | TUMOUR MARKERS RT & POC | 5 | NO
W | IN VITRO DIAGNOSTIC MEDICAL DEVICES | W0102160201 | BTA - RT & POC | 6 | YES
W | IN VITRO DIAGNOSTIC MEDICAL DEVICES | W0102160202 | PSA - RT & POC | 6 | YES
W | IN VITRO DIAGNOSTIC MEDICAL DEVICES | W0102160203 | FECAL OCCULT BLOOD - RT & POC | 6 | YES
W | IN VITRO DIAGNOSTIC MEDICAL DEVICES | W0102160299 | TUMOUR MARKER RT & POC - OTHER | 6 | YES
W | IN VITRO DIAGNOSTIC MEDICAL DEVICES | W01021603 | FERTILITY / PREGNANCY RT & POC | 5 | NO
W | IN VITRO DIAGNOSTIC MEDICAL DEVICES | W0102160301 | FSH - RT & POC | 6 | YES
W | IN VITRO DIAGNOSTIC MEDICAL DEVICES | W0102160302 | HCG - RT & POC | 6 | YES
W | IN VITRO DIAGNOSTIC MEDICAL DEVICES | W0102160303 | HPL - RT & POC | 6 | YES
W | IN VITRO DIAGNOSTIC MEDICAL DEVICES | W0102160304 | LH - RT & POC | 6 | YES
W | IN VITRO DIAGNOSTIC MEDICAL DEVICES | W0102160399 | FERTILITY/PREGNANCY RT & POC - OTHER | 6 | YES
W | IN VITRO DIAGNOSTIC MEDICAL DEVICES | W01021604 | THERAPEUTIC DRUG MONITORING (TDM) RT & POC | 5 | NO
W | IN VITRO DIAGNOSTIC MEDICAL DEVICES | W0102160401 | THEOPHYLLINE - RT & POC | 6 | YES
W | IN VITRO DIAGNOSTIC MEDICAL DEVICES | W0102160499 | TDM RT & POC - OTHER | 6 | YES
W | IN VITRO DIAGNOSTIC MEDICAL DEVICES | W01021605 | DRUGS OF ABUSE/TOXICOLOGY RT & POC | 5 | NO
W | IN VITRO DIAGNOSTIC MEDICAL DEVICES | W0102160501 | AMPHETAMINES - RT & POC | 6 | YES
W | IN VITRO DIAGNOSTIC MEDICAL DEVICES | W0102160502 | AMPHETAMINE/METHAMPHETAMINE SPECIFIC (+ECSTASY) - RT & POC | 6 | YES
W | IN VITRO DIAGNOSTIC MEDICAL DEVICES | W0102160503 | BARBITURATES - RT & POC | 6 | YES
W | IN VITRO DIAGNOSTIC MEDICAL DEVICES | W0102160504 | BENZODIAZEPINES - RT & POC | 6 | YES
W | IN VITRO DIAGNOSTIC MEDICAL DEVICES | W0102160505 | CANNABINOIDS - RT & POC | 6 | YES
W | IN VITRO DIAGNOSTIC MEDICAL DEVICES | W0102160506 | COCAINE + COCAINE METABOLITES - RT & POC | 6 | YES
W | IN VITRO DIAGNOSTIC MEDICAL DEVICES | W0102160507 | METHADONE INCL. EDDP - RT & POC | 6 | YES
W | IN VITRO DIAGNOSTIC MEDICAL DEVICES | W0102160508 | OPIATES - RT & POC | 6 | YES
W | IN VITRO DIAGNOSTIC MEDICAL DEVICES | W0102160509 | PHENCYCLIDINE - RT & POC | 6 | YES
W | IN VITRO DIAGNOSTIC MEDICAL DEVICES | W0102160510 | TRICYCLIC ANTIDEPRESSANTS - RT & POC | 6 | YES
W | IN VITRO DIAGNOSTIC MEDICAL DEVICES | W0102160511 | MULTIPLE DRUGS OF ABUSE/TOXICOLOGY RT & POC | 6 | YES
W | IN VITRO DIAGNOSTIC MEDICAL DEVICES | W0102160599 | DRUGS OF ABUSE/TOXICOLOGY RT & POC - OTHER | 6 | YES
W | IN VITRO DIAGNOSTIC MEDICAL DEVICES | W01021606 | RHEUMATOID / INFLAMMATORY DISEASE RT & POC | 5 | NO
W | IN VITRO DIAGNOSTIC MEDICAL DEVICES | W0102160601 | C-REACTIVE PROTEIN - RT & POC | 6 | YES
W | IN VITRO DIAGNOSTIC MEDICAL DEVICES | W0102160699 | RHEUMATOID / INFLAMMATORY DISEASE RT & POC - OTHER | 6 | YES
W | IN VITRO DIAGNOSTIC MEDICAL DEVICES | W01021607 | CARDIAC MARKERS - RT & POC | 5 | NO
W | IN VITRO DIAGNOSTIC MEDICAL DEVICES | W0102160701 | CREATINE KINASE - MB MASS - RT & POC | 6 | YES
W | IN VITRO DIAGNOSTIC MEDICAL DEVICES | W0102160702 | MYOGLOBIN - RT & POC | 6 | YES
W | IN VITRO DIAGNOSTIC MEDICAL DEVICES | W0102160703 | TROPONIN I/T - RT & POC | 6 | YES
W | IN VITRO DIAGNOSTIC MEDICAL DEVICES | W0102160704 | BNP / PROBNP - RT & POC (INCLUDING OTHER NATRIURIC PEPTIDES) | 6 | YES
W | IN VITRO DIAGNOSTIC MEDICAL DEVICES | W0102160705 | HEART-TYPE FATTY ACID-BINDING PROTEIN - RT & POC | 6 | YES
W | IN VITRO DIAGNOSTIC MEDICAL DEVICES | W0102160706 | MULTIPLE CARDIAC MARKERS - RT & POC | 6 | YES
W | IN VITRO DIAGNOSTIC MEDICAL DEVICES | W0102160799 | CARDIAC MARKERS - RT & POC - OTHER | 6 | YES
W | IN VITRO DIAGNOSTIC MEDICAL DEVICES | W01021608 | CONTROLS / STANDARDS / CALIBRATORS IMMUNOCHEM - RT & POC | 5 | NO
W | IN VITRO DIAGNOSTIC MEDICAL DEVICES | W010301 | HAEMATOLOGY REAGENTS | 4 | NO
W | IN VITRO DIAGNOSTIC MEDICAL DEVICES | W01030101 | REAGENTS FOR (AUTOMATED) HAEMATOLOGY ANALYZER | 5 | NO
W | IN VITRO DIAGNOSTIC MEDICAL DEVICES | W0103010102 | SPECIFIC RETICULOCYTE REAGENTS | 6 | YES
W | IN VITRO DIAGNOSTIC MEDICAL DEVICES | W0103010103 | COMPLETE CELL COUNT | 6 | YES
W | IN VITRO DIAGNOSTIC MEDICAL DEVICES | W0103010104 | SMALL CELL COUNT | 6 | YES
W | IN VITRO DIAGNOSTIC MEDICAL DEVICES | W0103010105 | CBC-REAGENTS (CLEANING-/DILUTING-/LYSING-/SHEATH-FLUIDS) | 6 | YES
W | IN VITRO DIAGNOSTIC MEDICAL DEVICES | W0103010199 | REAGENTS FOR (AUTOMATED) HAEMATOLOGY ANALYZER - OTHER | 6 | YES
W | IN VITRO DIAGNOSTIC MEDICAL DEVICES | W01030102 | HAEMOGLOBIN (TYPES) TESTING | 5 | NO
W | IN VITRO DIAGNOSTIC MEDICAL DEVICES | W0103010201 | HAEMOGLOBIN DETERMINATIONS (TOTAL HB) | 6 | YES
W | IN VITRO DIAGNOSTIC MEDICAL DEVICES | W0103010202 | HAEMOGLOBIN SUBTYPES HBA2, HBC, HBF, HBS, ETC.(EXCL. HBA1) | 6 | YES
W | IN VITRO DIAGNOSTIC MEDICAL DEVICES | W0103010299 | OTHER HAEMOGLOBIN (TYPES) TESTING - OTHER | 6 | YES
W | IN VITRO DIAGNOSTIC MEDICAL DEVICES | W01030103 | CELLULAR STAINS FOR MICROSCOPY | 5 | NO
W | IN VITRO DIAGNOSTIC MEDICAL DEVICES | W0103010301 | HISTO / CYTO STAINS | 6 | YES
W | IN VITRO DIAGNOSTIC MEDICAL DEVICES | W0103010302 | ROMANOWSKY STAINS | 6 | YES
W | IN VITRO DIAGNOSTIC MEDICAL DEVICES | W0103010399 | HAEMATOLOGY STAINS FOR MICROSCOPY - OTHER | 6 | YES
W | IN VITRO DIAGNOSTIC MEDICAL DEVICES | W01030105 | HAEMATOLOGY CONTROLS AND CALIBRATORS | 5 | NO
W | IN VITRO DIAGNOSTIC MEDICAL DEVICES | W0103010501 | NORMAL BLOOD CONTROLS | 6 | YES
W | IN VITRO DIAGNOSTIC MEDICAL DEVICES | W0103010502 | ABNORMAL BLOOD CONTROLS | 6 | YES
W | IN VITRO DIAGNOSTIC MEDICAL DEVICES | W0103010503 | MULTILEVEL BLOOD CONTROLS | 6 | YES
W | IN VITRO DIAGNOSTIC MEDICAL DEVICES | W0103010504 | HAEMOGLOBIN CONTROLS | 6 | YES
W | IN VITRO DIAGNOSTIC MEDICAL DEVICES | W0103010505 | PLATELET CONTROLS | 6 | YES
W | IN VITRO DIAGNOSTIC MEDICAL DEVICES | W0103010506 | RETICULOCYTE CONTROLS | 6 | YES
W | IN VITRO DIAGNOSTIC MEDICAL DEVICES | W0103010507 | WHOLE BLOOD CALIBRATORS | 6 | YES
W | IN VITRO DIAGNOSTIC MEDICAL DEVICES | W0103010599 | HAEMATOLOGY CONTROLS - OTHER | 6 | YES
W | IN VITRO DIAGNOSTIC MEDICAL DEVICES | W01030106 | HAEMATOLOGY TESTS - RT & POC | 5 | NO
W | IN VITRO DIAGNOSTIC MEDICAL DEVICES | W0103010601 | HAEMOGLOBIN (HB) | 6 | YES
W | IN VITRO DIAGNOSTIC MEDICAL DEVICES | W0103010602 | ERYTHROCYTES (ERY) | 6 | YES
W | IN VITRO DIAGNOSTIC MEDICAL DEVICES | W0103010603 | HAEMATOCRIT (HCT) | 6 | YES
W | IN VITRO DIAGNOSTIC MEDICAL DEVICES | W0103010604 | WHITE BLOOD CELLS (WBC) | 6 | YES
W | IN VITRO DIAGNOSTIC MEDICAL DEVICES | W0103010605 | PLATELETS | 6 | YES
W | IN VITRO DIAGNOSTIC MEDICAL DEVICES | W0103010606 | HAEMATOLOGY CONTROLS - RT & POC | 6 | YES
W | IN VITRO DIAGNOSTIC MEDICAL DEVICES | W0103010607 | HAEMATOLOGY STANDARDS AND CALIBRATORS - RT & POC | 6 | YES
W | IN VITRO DIAGNOSTIC MEDICAL DEVICES | W0103010699 | HAEMATOLOGY RAPID TESTS & POINT OF CARE - OTHER | 6 | YES
W | IN VITRO DIAGNOSTIC MEDICAL DEVICES | W01030107 | ERYTHROCYTE SEDIMENTATION RATE (ESR) TEST | 5 | YES
W | IN VITRO DIAGNOSTIC MEDICAL DEVICES | W01030190 | OTHER HAEMATOLOGY REAGENTS | 5 | NO
W | IN VITRO DIAGNOSTIC MEDICAL DEVICES | W0103019001 | CELLULAR ENZYME DETERMINATION REAGENTS (G-6-PDH, PYRUVATE KINASE) | 6 | YES
W | IN VITRO DIAGNOSTIC MEDICAL DEVICES | W01030199 | HAEMATOLOGY REAGENTS - OTHER | 5 | YES
W | IN VITRO DIAGNOSTIC MEDICAL DEVICES | W010302 | HAEMOSTASIS REAGENTS (COAGULATION) | 4 | NO
W | IN VITRO DIAGNOSTIC MEDICAL DEVICES | W01030201 | GENERAL COAGULATION TESTS | 5 | NO
W | IN VITRO DIAGNOSTIC MEDICAL DEVICES | W0103020101 | PROTHROMBIN TIME ( QUICK TEST ) | 6 | YES
W | IN VITRO DIAGNOSTIC MEDICAL DEVICES | W0103020102 | ACTIVATED PARTIAL THROMBOPLASTIN TIME | 6 | YES
W | IN VITRO DIAGNOSTIC MEDICAL DEVICES | W0103020103 | THROMBIN TIME / REPTILASE / BATROXOBIN TIME | 6 | YES
W | IN VITRO DIAGNOSTIC MEDICAL DEVICES | W0103020104 | ACTIVATED CLOTTING TIME | 6 | YES
W | IN VITRO DIAGNOSTIC MEDICAL DEVICES | W0103020199 | GENERAL COAGULATION TESTS - OTHER | 6 | YES
W | IN VITRO DIAGNOSTIC MEDICAL DEVICES | W01030202 | COAGULATION FACTORS | 5 | NO
W | IN VITRO DIAGNOSTIC MEDICAL DEVICES | W0103020201 | FIBRINOGEN ASSAYS (FACTOR I) | 6 | YES
W | IN VITRO DIAGNOSTIC MEDICAL DEVICES | W0103020202 | COAGULATION FACTOR II ( PROTHROMBIN ) | 6 | YES
W | IN VITRO DIAGNOSTIC MEDICAL DEVICES | W0103020203 | COAGULATION FACTOR II A ( THROMBIN ) | 6 | YES
W | IN VITRO DIAGNOSTIC MEDICAL DEVICES | W0103020204 | COAGULATION FACTOR V | 6 | YES
W | IN VITRO DIAGNOSTIC MEDICAL DEVICES | W0103020205 | COAGULATION FACTOR VII | 6 | YES
W | IN VITRO DIAGNOSTIC MEDICAL DEVICES | W0103020206 | COAGULATION FACTOR VII A | 6 | YES
W | IN VITRO DIAGNOSTIC MEDICAL DEVICES | W0103020207 | COAGULATION FACTOR VIII | 6 | YES
W | IN VITRO DIAGNOSTIC MEDICAL DEVICES | W0103020208 | COAGULATION FACTOR IX | 6 | YES
W | IN VITRO DIAGNOSTIC MEDICAL DEVICES | W0103020209 | COAGULATION FACTOR X | 6 | YES
W | IN VITRO DIAGNOSTIC MEDICAL DEVICES | W0103020210 | COAGULATION FACTOR XI | 6 | YES
W | IN VITRO DIAGNOSTIC MEDICAL DEVICES | W0103020211 | COAGULATION FACTOR XII | 6 | YES
W | IN VITRO DIAGNOSTIC MEDICAL DEVICES | W0103020212 | COAGULATION FACTOR XII A | 6 | YES
W | IN VITRO DIAGNOSTIC MEDICAL DEVICES | W0103020213 | COAGULATION FACTOR XIII | 6 | YES
W | IN VITRO DIAGNOSTIC MEDICAL DEVICES | W0103020214 | COAGULATION FACTOR HMW-KININOGEN (FITZGERALD) | 6 | YES
W | IN VITRO DIAGNOSTIC MEDICAL DEVICES | W0103020215 | COAGULATION FACTOR VON WILLEBRAND (AG) | 6 | YES
W | IN VITRO DIAGNOSTIC MEDICAL DEVICES | W0103020216 | PREKALLIKREIN / KALLIKREIN (FLETCHER FACTOR) | 6 | YES
W | IN VITRO DIAGNOSTIC MEDICAL DEVICES | W0103020217 | COAGULATION FACTOR VON WILLEBRAND ACTIVITY / RISTOCETIN COFACTOR ACTIVITY (RCO) | 6 | YES
W | IN VITRO DIAGNOSTIC MEDICAL DEVICES | W0103020218 | COAGULATION FACTOR VON WILLEBRAND COLLAGEN BINDING ASSAY (CBA) | 6 | YES
W | IN VITRO DIAGNOSTIC MEDICAL DEVICES | W0103020299 | COAGULATION FACTORS - OTHER | 6 | YES
W | IN VITRO DIAGNOSTIC MEDICAL DEVICES | W01030203 | SPECIAL COAGULATION TESTS | 5 | NO
W | IN VITRO DIAGNOSTIC MEDICAL DEVICES | W0103020301 | FIBRIN SENSITIVITY MONOMER | 6 | YES
W | IN VITRO DIAGNOSTIC MEDICAL DEVICES | W0103020302 | FIBRINOPEPTIDE A | 6 | YES
W | IN VITRO DIAGNOSTIC MEDICAL DEVICES | W0103020303 | STANDARD HEPARIN | 6 | YES
W | IN VITRO DIAGNOSTIC MEDICAL DEVICES | W0103020304 | HIRUDIN TEST | 6 | YES
W | IN VITRO DIAGNOSTIC MEDICAL DEVICES | W0103020305 | PLASMIN - A2 - ANTIPLASMIN COMPLEX | 6 | YES
W | IN VITRO DIAGNOSTIC MEDICAL DEVICES | W0103020306 | PROTHROMBIN FRAGMENT 1 + 2 | 6 | YES
W | IN VITRO DIAGNOSTIC MEDICAL DEVICES | W0103020307 | THROMBIN-ANTITHROMBIN III-COMPLEX | 6 | YES
W | IN VITRO DIAGNOSTIC MEDICAL DEVICES | W0103020308 | LOW MOLECULAR WEIGHT HEPARIN | 6 | YES
W | IN VITRO DIAGNOSTIC MEDICAL DEVICES | W0103020309 | ANTI XA ACTIVITY FOR HEPARIN AND DOAC | 6 | YES
W | IN VITRO DIAGNOSTIC MEDICAL DEVICES | W0103020310 | ANTI IIA ACTIVITY FOT DOAC | 6 | YES
W | IN VITRO DIAGNOSTIC MEDICAL DEVICES | W0103020311 | ADAMTS13 (ACTIVITY, AG, AB, INHIBITOR) SPECIFIC VON WILLEBRAND FACTOR (VWF) - CLEAVING PROTEASE | 6 | YES
W | IN VITRO DIAGNOSTIC MEDICAL DEVICES | W0103020399 | SPECIAL COAGULATION TESTS - OTHER | 6 | YES
W | IN VITRO DIAGNOSTIC MEDICAL DEVICES | W01030204 | PLATELET FACTORS | 5 | NO
W | IN VITRO DIAGNOSTIC MEDICAL DEVICES | W0103020401 | AGGREGATION REAGENTS | 6 | YES
W | IN VITRO DIAGNOSTIC MEDICAL DEVICES | W0103020402 | PLATELET FACTOR 4 | 6 | YES
W | IN VITRO DIAGNOSTIC MEDICAL DEVICES | W0103020403 | PROSTACYCLIN | 6 | YES
W | IN VITRO DIAGNOSTIC MEDICAL DEVICES | W0103020404 | THROMBOXANE | 6 | YES
W | IN VITRO DIAGNOSTIC MEDICAL DEVICES | W0103020405 | ß-THROMBOGLOBULIN | 6 | YES
W | IN VITRO DIAGNOSTIC MEDICAL DEVICES | W0103020406 | SCREENING FOR PRIMARY HEMOSTASIS | 6 | YES
W | IN VITRO DIAGNOSTIC MEDICAL DEVICES | W0103020407 | P2Y12 RECEPTOR | 6 | YES
W | IN VITRO DIAGNOSTIC MEDICAL DEVICES | W0103020499 | PRIMARY HEMOSTASIS/PLATELET FACTORS - OTHER | 6 | YES
W | IN VITRO DIAGNOSTIC MEDICAL DEVICES | W01030205 | FIBRINOLYSIS | 5 | NO
W | IN VITRO DIAGNOSTIC MEDICAL DEVICES | W0103020501 | A2-ANTIPLASMIN | 6 | YES
W | IN VITRO DIAGNOSTIC MEDICAL DEVICES | W0103020502 | FIBRINOGEN DEGRADATION PRODUCTS | 6 | YES
W | IN VITRO DIAGNOSTIC MEDICAL DEVICES | W0103020503 | D-DIMER | 6 | YES
W | IN VITRO DIAGNOSTIC MEDICAL DEVICES | W0103020504 | PLASMIN | 6 | YES
W | IN VITRO DIAGNOSTIC MEDICAL DEVICES | W0103020505 | PLASMINOGEN | 6 | YES
W | IN VITRO DIAGNOSTIC MEDICAL DEVICES | W0103020506 | PLASMINOGEN ACTIVATOR-INHIBITORS | 6 | YES
W | IN VITRO DIAGNOSTIC MEDICAL DEVICES | W0103020507 | TISSUE PLASMINOGEN ACTIVATOR | 6 | YES
W | IN VITRO DIAGNOSTIC MEDICAL DEVICES | W0103020508 | UROKINASE PLASMINOGEN ACTIVATOR | 6 | YES
W | IN VITRO DIAGNOSTIC MEDICAL DEVICES | W0103020509 | THROMBIN ACTIVATING FIBRINOLYSIS INHIBITOR | 6 | YES
W | IN VITRO DIAGNOSTIC MEDICAL DEVICES | W0103020599 | FIBRINOLYSIS TESTS - OTHER | 6 | YES
W | IN VITRO DIAGNOSTIC MEDICAL DEVICES | W01030206 | COAGULATION INHIBITORS/THROMBOPHILIA MARKERS | 5 | NO
W | IN VITRO DIAGNOSTIC MEDICAL DEVICES | W0103020601 | ANTI-PHOSPHOLIPID ANTIBODIES | 6 | YES
W | IN VITRO DIAGNOSTIC MEDICAL DEVICES | W0103020602 | ANTITHROMBIN | 6 | YES
W | IN VITRO DIAGNOSTIC MEDICAL DEVICES | W0103020603 | COAGULATION FACTOR VIII INHIBITOR | 6 | YES
W | IN VITRO DIAGNOSTIC MEDICAL DEVICES | W0103020604 | COAGULATION FACTOR IX INHIBITOR | 6 | YES
W | IN VITRO DIAGNOSTIC MEDICAL DEVICES | W0103020605 | COAGULATION FACTOR X INHIBITOR | 6 | YES
W | IN VITRO DIAGNOSTIC MEDICAL DEVICES | W0103020606 | LUPUS ANTICOAGULANT | 6 | YES
W | IN VITRO DIAGNOSTIC MEDICAL DEVICES | W0103020607 | PROTEIN C | 6 | YES
W | IN VITRO DIAGNOSTIC MEDICAL DEVICES | W0103020608 | PROTEIN S ACTIVITY | 6 | YES
W | IN VITRO DIAGNOSTIC MEDICAL DEVICES | W0103020609 | HEPARIN COFACTOR II - TISSUE FACTOR PATHWAY INHIBITOR | 6 | YES
W | IN VITRO DIAGNOSTIC MEDICAL DEVICES | W0103020610 | APC RESISTANCE | 6 | YES
W | IN VITRO DIAGNOSTIC MEDICAL DEVICES | W0103020611 | PRO C GLOBAL | 6 | YES
W | IN VITRO DIAGNOSTIC MEDICAL DEVICES | W0103020612 | FREE PROTEIN S ANTIGEN | 6 | YES
W | IN VITRO DIAGNOSTIC MEDICAL DEVICES | W0103020613 | TOTAL PROTEIN S ANTIGEN | 6 | YES
W | IN VITRO DIAGNOSTIC MEDICAL DEVICES | W0103020614 | HOMOCYSTEINE | 6 | YES
W | IN VITRO DIAGNOSTIC MEDICAL DEVICES | W0103020615 | COAGULATION INHIBITORS/THROMBOPHILIA MARKERS FOR HEPARIN INDUCED THROMBOCYTOPENIA TEST (HIT) | 6 | YES
W | IN VITRO DIAGNOSTIC MEDICAL DEVICES | W0103020699 | COAGULATION INHIBITORS - OTHER | 6 | YES
W | IN VITRO DIAGNOSTIC MEDICAL DEVICES | W01030207 | HAEMOSTASIS CALIBRATORS/CONTROLS | 5 | NO
W | IN VITRO DIAGNOSTIC MEDICAL DEVICES | W0103020701 | CALIBRATION PLASMA FOR HAEMOSTASIS | 6 | YES
W | IN VITRO DIAGNOSTIC MEDICAL DEVICES | W0103020702 | CONTROL PLASMA FOR HAEMOSTASIS | 6 | YES
W | IN VITRO DIAGNOSTIC MEDICAL DEVICES | W0103020799 | HAEMOSTASIS CONTROLS - OTHER | 6 | YES
W | IN VITRO DIAGNOSTIC MEDICAL DEVICES | W01030208 | HAEMOSTASIS RAPID TESTS - RT & POC | 5 | NO
W | IN VITRO DIAGNOSTIC MEDICAL DEVICES | W0103020801 | PROTHROMBIN TIME RT & POC | 6 | YES
W | IN VITRO DIAGNOSTIC MEDICAL DEVICES | W0103020802 | ACTIVATED PARTIAL THROMBOPLASTIN TIME - RT & POC | 6 | YES
W | IN VITRO DIAGNOSTIC MEDICAL DEVICES | W0103020803 | D-DIMER - RT & POC | 6 | YES
W | IN VITRO DIAGNOSTIC MEDICAL DEVICES | W0103020804 | ACTIVATED CLOTTING TIME RT & POC | 6 | YES
W | IN VITRO DIAGNOSTIC MEDICAL DEVICES | W0103020805 | CONTROLS/ STANDARDS / CALIBRATORS FOR RT & POC | 6 | NO
W | IN VITRO DIAGNOSTIC MEDICAL DEVICES | W010302080501 | HEMOSTASIS CONTROLS RT & POC | 7 | YES
W | IN VITRO DIAGNOSTIC MEDICAL DEVICES | W010302080502 | HAEMOSTASIS STANDARDS AND CALIBRATORS RT & POC | 7 | YES
W | IN VITRO DIAGNOSTIC MEDICAL DEVICES | W0103020806 | HEPARIN INDUCED THROMBOCYTOPENIA TEST (HIT) RT & POC | 6 | YES
W | IN VITRO DIAGNOSTIC MEDICAL DEVICES | W0103020899 | HAEMOSTASIS RT & POC - OTHER | 6 | YES
W | IN VITRO DIAGNOSTIC MEDICAL DEVICES | W01030209 | AUXILIARY REAGENTS AND SUPPLEMENTS (HAEMOSTASIS) | 5 | NO
W | IN VITRO DIAGNOSTIC MEDICAL DEVICES | W0103020901 | CALCIUM CHLORIDE | 6 | YES
W | IN VITRO DIAGNOSTIC MEDICAL DEVICES | W0103020902 | CITRATE | 6 | YES
W | IN VITRO DIAGNOSTIC MEDICAL DEVICES | W0103020903 | BUFFERS (HAEMOSTASIS) | 6 | YES
W | IN VITRO DIAGNOSTIC MEDICAL DEVICES | W0103020904 | COATED TUBES (CITRATE, HEPARIN ETC.) | 6 | YES
W | IN VITRO DIAGNOSTIC MEDICAL DEVICES | W0103020999 | AUXILIARY REAGENTS (HAEMOSTASIS) - OTHER | 6 | YES
W | IN VITRO DIAGNOSTIC MEDICAL DEVICES | W01030299 | HAEMOSTASIS REAGENTS - OTHER | 5 | YES
W | IN VITRO DIAGNOSTIC MEDICAL DEVICES | W010303 | IMMUNOHAEMATOLOGY (BLOOD GROUPING) | 4 | NO
W | IN VITRO DIAGNOSTIC MEDICAL DEVICES | W01030301 | ABO TYPING | 5 | NO
W | IN VITRO DIAGNOSTIC MEDICAL DEVICES | W0103030101 | ABO GROUPING CELLS | 6 | YES
W | IN VITRO DIAGNOSTIC MEDICAL DEVICES | W0103030102 | ABO SERA | 6 | YES
W | IN VITRO DIAGNOSTIC MEDICAL DEVICES | W0103030199 | ABO TYPING TESTS - OTHER | 6 | YES
W | IN VITRO DIAGNOSTIC MEDICAL DEVICES | W01030302 | RHESUS TYPING | 5 | NO
W | IN VITRO DIAGNOSTIC MEDICAL DEVICES | W0103030201 | RHESUS D | 6 | YES
W | IN VITRO DIAGNOSTIC MEDICAL DEVICES | W0103030202 | RHESUS PHENOTYPES | 6 | YES
W | IN VITRO DIAGNOSTIC MEDICAL DEVICES | W0103030299 | RHESUS TYPING ASSAYS OTHER | 6 | YES
W | IN VITRO DIAGNOSTIC MEDICAL DEVICES | W01030303 | ANTIBODY DETECTION (IMMUNOHAEMATOLOGY) | 5 | NO
W | IN VITRO DIAGNOSTIC MEDICAL DEVICES | W0103030301 | ANTIBODY 1 CELL SCREENING | 6 | YES
W | IN VITRO DIAGNOSTIC MEDICAL DEVICES | W0103030302 | ANTIBODY 2 CELL SCREENING | 6 | YES
W | IN VITRO DIAGNOSTIC MEDICAL DEVICES | W0103030303 | ANTIBODY IDENTIFICATION CELL PANELS | 6 | YES
W | IN VITRO DIAGNOSTIC MEDICAL DEVICES | W0103030304 | POLYSPECIFIC ANTIHUMAN SERUM | 6 | YES
W | IN VITRO DIAGNOSTIC MEDICAL DEVICES | W0103030305 | MONOSPECIFIC ANTIHUMAN SERUM | 6 | YES
W | IN VITRO DIAGNOSTIC MEDICAL DEVICES | W0103030306 | ENHANCEMENT MEDIA (E.G. BOVINE ALBUMIN, LISS, PEG) | 6 | YES
W | IN VITRO DIAGNOSTIC MEDICAL DEVICES | W0103030307 | ENZYMES (E.G. BROMELIN / PAPAIN, ETC.) | 6 | YES
W | IN VITRO DIAGNOSTIC MEDICAL DEVICES | W0103030308 | ANTIBODY 3 CELL SCREENING | 6 | YES
W | IN VITRO DIAGNOSTIC MEDICAL DEVICES | W0103030399 | ANTIBODY DETECTION (IMMUNOHAEMATOLOGY) - OTHER | 6 | YES
W | IN VITRO DIAGNOSTIC MEDICAL DEVICES | W01030304 | IMMUNOHAEMATOLOGY CONTROLS | 5 | NO
W | IN VITRO DIAGNOSTIC MEDICAL DEVICES | W0103030401 | COOMBS CONTROL CELLS | 6 | YES
W | IN VITRO DIAGNOSTIC MEDICAL DEVICES | W0103030402 | CONTROL KITS (IMMUNOHAEMATOLOGY) | 6 | YES
W | IN VITRO DIAGNOSTIC MEDICAL DEVICES | W0103030499 | IMMUNOHAEMATOLOGY CONTROLS - OTHER | 6 | YES
W | IN VITRO DIAGNOSTIC MEDICAL DEVICES | W01030305 | OTHER ANTIGEN TYPING | 5 | NO
W | IN VITRO DIAGNOSTIC MEDICAL DEVICES | W0103030501 | OTHER ANTIGEN TYPING REAGENTS | 6 | YES
W | IN VITRO DIAGNOSTIC MEDICAL DEVICES | W01030309 | COMBINED ABO TYPING + RHESUS TYPING | 5 | NO
W | IN VITRO DIAGNOSTIC MEDICAL DEVICES | W0103030901 | COMBINED ABO TYPING + RHESUS D | 6 | YES
W | IN VITRO DIAGNOSTIC MEDICAL DEVICES | W0103030902 | COMBINED ABO TYPING + RHESUS PHENOTYPES | 6 | YES
W | IN VITRO DIAGNOSTIC MEDICAL DEVICES | W0103030999 | COMBINED ABO TYPING + RHESUS TYPING TEST - OTHER | 6 | YES
W | IN VITRO DIAGNOSTIC MEDICAL DEVICES | W01030399 | IMMUNOHAEMATOLOGY (BLOOD GROUPING) TESTS - OTHER | 5 | YES
W | IN VITRO DIAGNOSTIC MEDICAL DEVICES | W010304 | TISSUE TYPING REAGENTS | 4 | NO
W | IN VITRO DIAGNOSTIC MEDICAL DEVICES | W01030401 | COMPLEMENT FOR HLA TESTING | 5 | YES
W | IN VITRO DIAGNOSTIC MEDICAL DEVICES | W01030402 | HLA ANTIBODY SCREENING | 5 | YES
W | IN VITRO DIAGNOSTIC MEDICAL DEVICES | W01030403 | HLA ANTIGEN TYPING | 5 | YES
W | IN VITRO DIAGNOSTIC MEDICAL DEVICES | W01030404 | HLA CONTROL CELLS | 5 | YES
W | IN VITRO DIAGNOSTIC MEDICAL DEVICES | W01030405 | LYMPHOCYTE SEPARATION MEDIA | 5 | YES
W | IN VITRO DIAGNOSTIC MEDICAL DEVICES | W01030406 | LYMPHOCYTE STABILIZING MEDIA | 5 | YES
W | IN VITRO DIAGNOSTIC MEDICAL DEVICES | W01030499 | TISSUE TYPING REAGENTS - OTHER | 5 | YES
W | IN VITRO DIAGNOSTIC MEDICAL DEVICES | W010306 | CYTOKINES (LYMPHOKINES) / IMMUNOMODULATORS | 4 | NO
W | IN VITRO DIAGNOSTIC MEDICAL DEVICES | W01030601 | INTERFERONS (α, β, ɣ…) | 5 | YES
W | IN VITRO DIAGNOSTIC MEDICAL DEVICES | W01030602 | SOLUBLE ANTIGENS / RECEPTORS | 5 | YES
W | IN VITRO DIAGNOSTIC MEDICAL DEVICES | W01030603 | TUMOUR NECROSIS FACTORS (TNFα,TNFβ, ...) | 5 | YES
W | IN VITRO DIAGNOSTIC MEDICAL DEVICES | W01030604 | TUMOUR NECROSIS FACTORS RECEPTORS (TNF-R I,TNF-R II) | 5 | YES
W | IN VITRO DIAGNOSTIC MEDICAL DEVICES | W01030605 | COLONY STIMULATING FACTORS (G-CSF,M-CSF,GM-CSF) | 5 | YES
W | IN VITRO DIAGNOSTIC MEDICAL DEVICES | W01030606 | OTHER INTERLEUKINS (EXCEPT FOR IL-6) | 5 | YES
W | IN VITRO DIAGNOSTIC MEDICAL DEVICES | W01030607 | INTERLEUKINS RECEPTORS (IL-2R,IL6R ...) | 5 | YES
W | IN VITRO DIAGNOSTIC MEDICAL DEVICES | W01030608 | CYTOKINES CALIBRATORS/CONTROLS | 5 | YES
W | IN VITRO DIAGNOSTIC MEDICAL DEVICES | W01030609 | INTERLEUKIN 6 (IL-6) | 5 | YES
W | IN VITRO DIAGNOSTIC MEDICAL DEVICES | W01030699 | LYMPHOKINES /IMMUNMODULATORS - OTHER | 5 | YES
W | IN VITRO DIAGNOSTIC MEDICAL DEVICES | W010307 | HISTOLOGY/CYTOLOGY REAGENTS | 4 | NO
W | IN VITRO DIAGNOSTIC MEDICAL DEVICES | W01030701 | CHROMOSOME CULTURE KITS / REAGENTS | 5 | YES
W | IN VITRO DIAGNOSTIC MEDICAL DEVICES | W01030702 | CYTOCHEMICAL STAINING REAGENTS | 5 | YES
W | IN VITRO DIAGNOSTIC MEDICAL DEVICES | W01030703 | DNA IN SITU HYBRIDISATION REAGENTS | 5 | YES
W | IN VITRO DIAGNOSTIC MEDICAL DEVICES | W01030704 | EMBEDDING MEDIA (HISTOLOGY/CYTOLOGY) | 5 | YES
W | IN VITRO DIAGNOSTIC MEDICAL DEVICES | W01030705 | FIXING REAGENTS (HISTOLOGY/CYTOLOGY) | 5 | YES
W | IN VITRO DIAGNOSTIC MEDICAL DEVICES | W01030706 | MOUNTING MEDIA (HISTOLOGY/CYTOLOGY) | 5 | YES
W | IN VITRO DIAGNOSTIC MEDICAL DEVICES | W01030707 | STAIN POWDERS (HISTOLOGY/CYTOLOGY) | 5 | YES
W | IN VITRO DIAGNOSTIC MEDICAL DEVICES | W01030708 | STAIN SOLUTIONS (HISTOLOGY/CYTOLOGY) | 5 | YES
W | IN VITRO DIAGNOSTIC MEDICAL DEVICES | W01030709 | PRIMARY ANTISERA FOR IMMUNOHISTOLOGY | 5 | YES
W | IN VITRO DIAGNOSTIC MEDICAL DEVICES | W01030710 | SECONDARY ANTISERA FOR IMMUNOHISTOLOGY | 5 | YES
W | IN VITRO DIAGNOSTIC MEDICAL DEVICES | W01030711 | IMMUNOHISTOLOGY KITS | 5 | YES
W | IN VITRO DIAGNOSTIC MEDICAL DEVICES | W01030799 | HISTOLOGY / CYTOLOGY REAGENTS - OTHER | 5 | YES
W | IN VITRO DIAGNOSTIC MEDICAL DEVICES | W010308 | MONOCLONAL ANTIBODIES / FLOW CYTOMETRY | 4 | NO
W | IN VITRO DIAGNOSTIC MEDICAL DEVICES | W01030801 | MONOCLONAL ANTIBODIES FOR CELL SURFACE ANTIGENS | 5 | NO
W | IN VITRO DIAGNOSTIC MEDICAL DEVICES | W0103080101 | ANTIBODIES FOR B AND T-CELL SUBTYPING | 6 | YES
W | IN VITRO DIAGNOSTIC MEDICAL DEVICES | W0103080102 | ANTIBODIES FOR HLA CLASS II DETERMINANTS | 6 | YES
W | IN VITRO DIAGNOSTIC MEDICAL DEVICES | W0103080103 | ANTIBODIES FOR LYMPHOMA TYPING (EXCEPT B-&T-CELL TYPING) | 6 | YES
W | IN VITRO DIAGNOSTIC MEDICAL DEVICES | W0103080104 | ANTIBODIES FOR RECOGNIZING CELL SURFACE RECEPTORS | 6 | YES
W | IN VITRO DIAGNOSTIC MEDICAL DEVICES | W0103080105 | ANTIBODIES FOR SUBTYPING OF LEUKEMIA (EXCEPT B-&T-CELL TYPING) | 6 | YES
W | IN VITRO DIAGNOSTIC MEDICAL DEVICES | W0103080106 | ANTIBODIES FOR LYMPHOCYTE SUBTYPING | 6 | YES
W | IN VITRO DIAGNOSTIC MEDICAL DEVICES | W0103080199 | MONOCLONAL ANTIBODIES FOR CELL SURFACE ANTIGENS - OTHER | 6 | YES
W | IN VITRO DIAGNOSTIC MEDICAL DEVICES | W01030802 | MONOCLONAL ANTIBODIES FOR CYTOPLASMATIC ANTIGENS | 5 | NO
W | IN VITRO DIAGNOSTIC MEDICAL DEVICES | W0103080201 | MONOCLONAL ANTIBODIES FOR RECOGNIZING ENZYMES | 6 | YES
W | IN VITRO DIAGNOSTIC MEDICAL DEVICES | W0103080202 | IGA, IGD, IGM, IGG, IGE | 6 | YES
W | IN VITRO DIAGNOSTIC MEDICAL DEVICES | W0103080203 | MONOCLONAL ANTIBODIES FOR DETECTING CELLS EXSPRESSING KAPPA OR LAMBDA LIGHT CHAINS | 6 | YES
W | IN VITRO DIAGNOSTIC MEDICAL DEVICES | W0103080204 | PROLIFERATION MARKERS | 6 | YES
W | IN VITRO DIAGNOSTIC MEDICAL DEVICES | W0103080299 | MONOCLONAL ANTIBODIES FOR CYTOPLASMATIC ANTIGENS - OTHER | 6 | YES
W | IN VITRO DIAGNOSTIC MEDICAL DEVICES | W01030803 | STEM CELL ENUMERATION REAGENTS | 5 | YES
W | IN VITRO DIAGNOSTIC MEDICAL DEVICES | W01030804 | FLOW CYTOMETRY CONTROLS | 5 | NO
W | IN VITRO DIAGNOSTIC MEDICAL DEVICES | W0103080401 | SETUP BEADS | 6 | YES
W | IN VITRO DIAGNOSTIC MEDICAL DEVICES | W0103080402 | LEUCOCYTE CONTROLS | 6 | YES
W | IN VITRO DIAGNOSTIC MEDICAL DEVICES | W0103080403 | LYMPHOCYTE SUBTYPING CONTROLS | 6 | YES
W | IN VITRO DIAGNOSTIC MEDICAL DEVICES | W0103080404 | STEM CELL ENUMERATION CONTROLS | 6 | YES
W | IN VITRO DIAGNOSTIC MEDICAL DEVICES | W0103080499 | FLOW CYTOMETRY CONTROLS - OTHER | 6 | YES
W | IN VITRO DIAGNOSTIC MEDICAL DEVICES | W01030805 | AUXILIARY & SUPPLEMENTAL REAGENTS FOR FLOW CYTOMETRY | 5 | NO
W | IN VITRO DIAGNOSTIC MEDICAL DEVICES | W0103080501 | CELL STAINING REAGENTS FOR CELL NUCLEAR STAINING | 6 | YES
W | IN VITRO DIAGNOSTIC MEDICAL DEVICES | W0103080502 | CELL STAINING REAGENTS FOR DETECTING RETICULOCYTES | 6 | YES
W | IN VITRO DIAGNOSTIC MEDICAL DEVICES | W0103080599 | AUXILIARY & SUPPLEMENTAL REAGENTS FOR FLOW CYTOMETRY - OTHER | 6 | YES
W | IN VITRO DIAGNOSTIC MEDICAL DEVICES | W01030806 | OTHER REAGENTS FOR FLOW CYTOMETRY | 5 | NO
W | IN VITRO DIAGNOSTIC MEDICAL DEVICES | W0103080699 | REAGENTS FOR FLOW CYTOMETRY - OTHER | 6 | YES
W | IN VITRO DIAGNOSTIC MEDICAL DEVICES | W010399 | HAEMATOLOGY / HAEMOSTASIS / IMMUNOHAEMATOLOGY / HISTOLOGY / CYTOLOGY REAGENTS - OTHER | 4 | YES
W | IN VITRO DIAGNOSTIC MEDICAL DEVICES | W0104 | MICROBIOLOGY (CULTURE) | 3 | NO
W | IN VITRO DIAGNOSTIC MEDICAL DEVICES | W010401 | BACTERIOLOGY - CULTURE MEDIA | 4 | NO
W | IN VITRO DIAGNOSTIC MEDICAL DEVICES | W01040101 | DEHYDRATED CULTURE MEDIA (DCM - BACTERIOLOGY)) | 5 | NO
W | IN VITRO DIAGNOSTIC MEDICAL DEVICES | W0104010101 | DEHYDRATED CULTURE MEDIA (DCM) | 6 | YES
W | IN VITRO DIAGNOSTIC MEDICAL DEVICES | W0104010103 | RAW MATERIALS (AGAR, PEPTONES, …) | 6 | YES
W | IN VITRO DIAGNOSTIC MEDICAL DEVICES | W0104010104 | ADDITIVES FOR DCM (GROWTH SUPPLEMENTS, SELECTIVE AGENTS, ...) | 6 | YES
W | IN VITRO DIAGNOSTIC MEDICAL DEVICES | W0104010199 | DCM - OTHER | 6 | YES
W | IN VITRO DIAGNOSTIC MEDICAL DEVICES | W01040102 | PREPARED MEDIA IN TUBES (BACTERIOLOGY) | 5 | NO
W | IN VITRO DIAGNOSTIC MEDICAL DEVICES | W0104010203 | TRANSPORT MEDIA | 6 | YES
W | IN VITRO DIAGNOSTIC MEDICAL DEVICES | W0104010204 | SAMPLE TRANSPORT FOR NA TESTING | 6 | YES
W | IN VITRO DIAGNOSTIC MEDICAL DEVICES | W0104010206 | MEDIA IN TUBES (SOLID & LIQUID) | 6 | YES
W | IN VITRO DIAGNOSTIC MEDICAL DEVICES | W0104010299 | MEDIA IN TUBES - OTHER | 6 | YES
W | IN VITRO DIAGNOSTIC MEDICAL DEVICES | W01040103 | PREPARED MEDIA IN BOTTLES (BACTERIOLOGY) | 5 | NO
W | IN VITRO DIAGNOSTIC MEDICAL DEVICES | W0104010306 | CULTURE MEDIA IN BOTTLES | 6 | YES
W | IN VITRO DIAGNOSTIC MEDICAL DEVICES | W01040104 | PREPARED MEDIA IN PLATES (BACTERIOLOGY) | 5 | NO
W | IN VITRO DIAGNOSTIC MEDICAL DEVICES | W0104010402 | CHROMOGENIC ID MEDIA (PLATES) | 6 | YES
W | IN VITRO DIAGNOSTIC MEDICAL DEVICES | W0104010403 | SUSCEPTIBILITY TEST MEDIA (PLATES) | 6 | YES
W | IN VITRO DIAGNOSTIC MEDICAL DEVICES | W0104010404 | CHROMOGENIC RESISTANCE MARKER MEDIA (PLATES) - MRSA, VRE, ESBL … | 6 | YES
W | IN VITRO DIAGNOSTIC MEDICAL DEVICES | W0104010405 | NON-CHROMOGENIC MEDIA (PLATES) | 6 | YES
W | IN VITRO DIAGNOSTIC MEDICAL DEVICES | W0104010407 | BI-PLATES - INCLUDING NON-CHROMOGENIC & CHROMOGENIC MEDIA COMBINATION | 6 | YES
W | IN VITRO DIAGNOSTIC MEDICAL DEVICES | W0104010499 | PREPARED MEDIA IN PLATES - OTHER | 6 | YES
W | IN VITRO DIAGNOSTIC MEDICAL DEVICES | W01040105 | BLOOD CULTURE - MANUAL & AUTOMATED | 5 | NO
W | IN VITRO DIAGNOSTIC MEDICAL DEVICES | W0104010501 | BOTTLES FOR MANUAL BLOOD CULTURE | 6 | YES
W | IN VITRO DIAGNOSTIC MEDICAL DEVICES | W0104010504 | BOTTLES FOR AUTOMATED BLOOD CULTURE | 6 | YES
W | IN VITRO DIAGNOSTIC MEDICAL DEVICES | W0104010599 | MANUAL BLOOD CULTURES - (CONCENTRATORS, ANTIBOTIC INACTIVATORS,ETC.) - OTHER | 6 | YES
W | IN VITRO DIAGNOSTIC MEDICAL DEVICES | W01040106 | MYCOBACTERIA CULTURE (MANUAL & AUTOMATED) | 5 | NO
W | IN VITRO DIAGNOSTIC MEDICAL DEVICES | W0104010603 | AUTOMATED MYCOBACTERIA MEDIA (BOTTLES) | 6 | YES
W | IN VITRO DIAGNOSTIC MEDICAL DEVICES | W0104010604 | MANUAL MYCOBACTERIA MEDIA (TUBES & BOTTLES) | 6 | YES
W | IN VITRO DIAGNOSTIC MEDICAL DEVICES | W0104010699 | MEDIA FOR MYCOBACTERIA CULTURES - MANUAL & AUTOMATED (FOR AST DRUGS, SUPPLEMENTS) - OTHER | 6 | YES
W | IN VITRO DIAGNOSTIC MEDICAL DEVICES | W01040107 | URINE SCREENING (BACTERIOLOGY) | 5 | NO
W | IN VITRO DIAGNOSTIC MEDICAL DEVICES | W0104010701 | URINE SCREENING REAGENTS - AUTOMATED | 6 | YES
W | IN VITRO DIAGNOSTIC MEDICAL DEVICES | W0104010702 | URINE SCREENING MANUAL - STRIPS, ETC.) | 6 | YES
W | IN VITRO DIAGNOSTIC MEDICAL DEVICES | W0104010703 | URINE SCREENING MANUAL (DIPSLIDES ETC.) | 6 | YES
W | IN VITRO DIAGNOSTIC MEDICAL DEVICES | W0104010799 | URINE SCREENING (BACTERIOLOGY) - OTHER | 6 | YES
W | IN VITRO DIAGNOSTIC MEDICAL DEVICES | W01040108 | STAINS, BUFFERS (BACTERIOLOGY) | 5 | NO
W | IN VITRO DIAGNOSTIC MEDICAL DEVICES | W0104010804 | STAINS | 6 | YES
W | IN VITRO DIAGNOSTIC MEDICAL DEVICES | W0104010805 | BUFFERS | 6 | YES
W | IN VITRO DIAGNOSTIC MEDICAL DEVICES | W0104010899 | BUFFERS, STAINS - OTHER | 6 | YES
W | IN VITRO DIAGNOSTIC MEDICAL DEVICES | W01040109 | ENVIRONMENTAL GENERATING SYSTEMS | 5 | NO
W | IN VITRO DIAGNOSTIC MEDICAL DEVICES | W0104010901 | GAS GENERATING KITS | 6 | YES
W | IN VITRO DIAGNOSTIC MEDICAL DEVICES | W0104010999 | ENVIRONMENTAL GENERATING SYSTEMS - OTHER | 6 | YES
W | IN VITRO DIAGNOSTIC MEDICAL DEVICES | W010403 | MYCOLOGY | 4 | NO
W | IN VITRO DIAGNOSTIC MEDICAL DEVICES | W01040301 | DEHYDRATED CULTURE MEDIA (MYCOLOGY) | 5 | NO
W | IN VITRO DIAGNOSTIC MEDICAL DEVICES | W0104030101 | DCM FOR YEASTS AND FUNGI | 6 | YES
W | IN VITRO DIAGNOSTIC MEDICAL DEVICES | W0104030199 | DCM (MYCOLOGY) - OTHER | 6 | YES
W | IN VITRO DIAGNOSTIC MEDICAL DEVICES | W01040302 | PREPARED MEDIA IN PLATES (MYCOLOGY) | 5 | NO
W | IN VITRO DIAGNOSTIC MEDICAL DEVICES | W0104030201 | PPM FOR YEASTS AND FUNGI | 6 | YES
W | IN VITRO DIAGNOSTIC MEDICAL DEVICES | W0104030202 | CHROMOGENIC MEDIA FOR YEASTS AND FUNGI | 6 | YES
W | IN VITRO DIAGNOSTIC MEDICAL DEVICES | W0104030299 | PREPARED MEDIA IN PLATES (MYCOLOGY) - OTHER | 6 | YES
W | IN VITRO DIAGNOSTIC MEDICAL DEVICES | W01040303 | TUBES AND BOTTLED MEDIA FOR YEASTS AND FUNGI | 5 | NO
W | IN VITRO DIAGNOSTIC MEDICAL DEVICES | W0104030301 | TUBES FOR YEASTS AND FUNGI | 6 | YES
W | IN VITRO DIAGNOSTIC MEDICAL DEVICES | W0104030302 | DIP SLIDES (MYCOLOGY) | 6 | YES
W | IN VITRO DIAGNOSTIC MEDICAL DEVICES | W0104030303 | BOTTLED MEDIA FOR YEASTS AND FUNGI | 6 | YES
W | IN VITRO DIAGNOSTIC MEDICAL DEVICES | W0104030399 | TUBES MEDIA FOR YEASTS AND FUNGI - OTHER | 6 | YES
W | IN VITRO DIAGNOSTIC MEDICAL DEVICES | W01040304 | IDENTIFICATION (MYCOLOGY) | 5 | NO
W | IN VITRO DIAGNOSTIC MEDICAL DEVICES | W0104030403 | IDENTIFICATION SYSTEMS FOR YEASTS AND FUNGI - AUTOMATED | 6 | YES
W | IN VITRO DIAGNOSTIC MEDICAL DEVICES | W0104030404 | IDENTIFICATION SYSTEMS FOR YEASTS AND FUNGI / NA REAGENTS | 6 | YES
W | IN VITRO DIAGNOSTIC MEDICAL DEVICES | W0104030405 | IDENTIFICATION SYSTEMS FOR YEASTS AND FUNGI - MANUAL | 6 | YES
W | IN VITRO DIAGNOSTIC MEDICAL DEVICES | W0104030499 | IDENTIFICATION SYSTEMS FOR YEAST AND FUNGI - OTHER | 6 | YES
W | IN VITRO DIAGNOSTIC MEDICAL DEVICES | W01040305 | SEROLOGICAL IDENTIFICATION (MYCOLOGY) | 5 | NO
W | IN VITRO DIAGNOSTIC MEDICAL DEVICES | W0104030501 | SEROLOGICAL IDENTIFICATION OF YEASTS AND FUNGI | 6 | YES
W | IN VITRO DIAGNOSTIC MEDICAL DEVICES | W0104030599 | SEROLOGICAL IDENTIFICATION SYSTEMS OF YEAST AND FUNGI - OTHER | 6 | YES
W | IN VITRO DIAGNOSTIC MEDICAL DEVICES | W01040306 | SUSCEPTIBILITY TESTING (MYCOLOGY) | 5 | NO
W | IN VITRO DIAGNOSTIC MEDICAL DEVICES | W0104030601 | SUSCEPTIBILITY TESTING SYSTEMS FOR YEASTS AND FUNGI | 6 | NO
W | IN VITRO DIAGNOSTIC MEDICAL DEVICES | W010403060101 | SUSCEPTIBILITY TESTING SYSTEMS FOR YEASTS AND FUNGI - MANUAL | 7 | YES
W | IN VITRO DIAGNOSTIC MEDICAL DEVICES | W010403060102 | SUSCEPTIBILITY TESTING SYSTEMS FOR YEASTS AND FUNGI - AUTOMATED | 7 | YES
W | IN VITRO DIAGNOSTIC MEDICAL DEVICES | W010403060199 | SUSCEPTIBILITY TESTING SYSTEMS FOR YEASTS AND FUNGI - OTHER | 7 | YES
W | IN VITRO DIAGNOSTIC MEDICAL DEVICES | W010404 | TISSUE CULTURE FOR VIROLOGY | 4 | NO
W | IN VITRO DIAGNOSTIC MEDICAL DEVICES | W01040401 | CELLS FOR TISSUE CULTURE | 5 | YES
W | IN VITRO DIAGNOSTIC MEDICAL DEVICES | W01040402 | MEDIA FOR TISSUE CULTURE | 5 | YES
W | IN VITRO DIAGNOSTIC MEDICAL DEVICES | W01040403 | SERUM FOR TISSUE CULTURE | 5 | YES
W | IN VITRO DIAGNOSTIC MEDICAL DEVICES | W01040404 | OTHER TISSUE CULTURE ADDITIVES AND SOLUTIONS | 5 | YES
W | IN VITRO DIAGNOSTIC MEDICAL DEVICES | W01040499 | VIRAL CULTURE REAGENTS - OTHER | 5 | YES
W | IN VITRO DIAGNOSTIC MEDICAL DEVICES | W010405 | PARASITOLOGY ( MICROBIOLOGY ) | 4 | NO
W | IN VITRO DIAGNOSTIC MEDICAL DEVICES | W01040501 | PARASITOLOGY REAGENTS | 5 | NO
W | IN VITRO DIAGNOSTIC MEDICAL DEVICES | W0104050101 | PARASITOLOGY EXTRACTION REAGENTS | 6 | YES
W | IN VITRO DIAGNOSTIC MEDICAL DEVICES | W0104050102 | PARASITOLOGY STAINS | 6 | YES
W | IN VITRO DIAGNOSTIC MEDICAL DEVICES | W0104050199 | PARASITOLOGY REAGENTS - OTHER | 6 | YES
W | IN VITRO DIAGNOSTIC MEDICAL DEVICES | W01040502 | DETECTION AND IDENTIFICATION (PARASITOLOGY) | 5 | NO
W | IN VITRO DIAGNOSTIC MEDICAL DEVICES | W0104050201 | PNEUMOCYSTIS JIROVECII (PNEUMOCYSTIS CARINII) | 6 | YES
W | IN VITRO DIAGNOSTIC MEDICAL DEVICES | W0104050202 | PLASMODIUM FALCIPARUM | 6 | YES
W | IN VITRO DIAGNOSTIC MEDICAL DEVICES | W0104050203 | CRYPTOSPORIDIUM | 6 | YES
W | IN VITRO DIAGNOSTIC MEDICAL DEVICES | W0104050299 | DETECTION AND IDENTIFICATION (PARASITOLOGY) - OTHER | 6 | YES
W | IN VITRO DIAGNOSTIC MEDICAL DEVICES | W010406 | CONTROLS/STANDARDS/CALIBRATORS - MICROBIOLOGY | 4 | NO
W | IN VITRO DIAGNOSTIC MEDICAL DEVICES | W01040601 | QC STRAINS BACTERIOLOGY | 5 | YES
W | IN VITRO DIAGNOSTIC MEDICAL DEVICES | W01040699 | CONTROLS, STANDARDS, CALIBRATORS, MICROBIOLOGY - OTHER | 5 | YES
W | IN VITRO DIAGNOSTIC MEDICAL DEVICES | W010407 | MICROBIOLOGY RT & POC | 4 | YES
W | IN VITRO DIAGNOSTIC MEDICAL DEVICES | W010408 | BACTERIOLOGY - IDENTIFICATION AND SUSCEPTIBILITY TESTING | 4 | NO
W | IN VITRO DIAGNOSTIC MEDICAL DEVICES | W01040801 | BIOCHEMICAL IDENTIFICATION AND SUSCEPTIBILITY TESTING - AUTOMATED | 5 | NO
W | IN VITRO DIAGNOSTIC MEDICAL DEVICES | W0104080101 | GRAM NEGATIVE IDENTIFICATION - AUTOMATED | 6 | YES
W | IN VITRO DIAGNOSTIC MEDICAL DEVICES | W0104080103 | GRAM POSITIVE IDENTIFICATION - AUTOMATED | 6 | YES
W | IN VITRO DIAGNOSTIC MEDICAL DEVICES | W0104080105 | ANAEROBIC AND OTHER PATHOGENIC GERMS IDENTIFICATION - AUTOMATED | 6 | YES
W | IN VITRO DIAGNOSTIC MEDICAL DEVICES | W0104080107 | GRAM NEGATIVE SUSCEPTIBILITY TESTING - AUTOMATED | 6 | YES
W | IN VITRO DIAGNOSTIC MEDICAL DEVICES | W0104080108 | GRAM POSITIVE SUSCEPTIBILITY TESTING - AUTOMATED | 6 | YES
W | IN VITRO DIAGNOSTIC MEDICAL DEVICES | W0104080109 | COMBINED SUSCEPTIBILITY AND IDENTIFICATION SYSTEMS GRAM NEGATIVES - AUTOMATED | 6 | YES
W | IN VITRO DIAGNOSTIC MEDICAL DEVICES | W0104080110 | COMBINED SUSCEPTIBILITY AND IDENTIFICATION SYSTEMS GRAM POSITIVES - AUTOMATED | 6 | YES
W | IN VITRO DIAGNOSTIC MEDICAL DEVICES | W0104080111 | ANAEROBES AND FASTIDIOUS SUSCEPT TESTING - AUTOMATED | 6 | YES
W | IN VITRO DIAGNOSTIC MEDICAL DEVICES | W0104080112 | OTHER AUTOMATED IDENTIFICATION TESTING (INCL. CONSUMABLES...) | 6 | YES
W | IN VITRO DIAGNOSTIC MEDICAL DEVICES | W0104080113 | OTHER AUTOMATED SUSCEPTIBILITY TESTING (INCL CONSUMABLES...) | 6 | YES
W | IN VITRO DIAGNOSTIC MEDICAL DEVICES | W01040802 | BIOCHEMICAL IDENTIFICATION - MANUAL | 5 | NO
W | IN VITRO DIAGNOSTIC MEDICAL DEVICES | W0104080201 | GRAM NEGATIVE - MANUAL IDENTIFICATION | 6 | YES
W | IN VITRO DIAGNOSTIC MEDICAL DEVICES | W0104080203 | GRAM POSITIVE - MANUAL IDENTIFICATION | 6 | YES
W | IN VITRO DIAGNOSTIC MEDICAL DEVICES | W0104080207 | MYCOPLASMA / UREAPLASMA - (INCL. COMBINED ID-AST) | 6 | YES
W | IN VITRO DIAGNOSTIC MEDICAL DEVICES | W0104080208 | SINGLE TESTS (DISCS, STRIPS, DROPPERS...) | 6 | YES
W | IN VITRO DIAGNOSTIC MEDICAL DEVICES | W0104080209 | MANUAL IDENTIFICATION KITS - ANAEROBES, PATHOGENS - OTHER | 6 | YES
W | IN VITRO DIAGNOSTIC MEDICAL DEVICES | W0104080299 | MANUAL IDENTIFICATION - OTHER | 6 | YES
W | IN VITRO DIAGNOSTIC MEDICAL DEVICES | W01040803 | IMMUNOLOGICAL IDENTIFICATION BY CULTURE | 5 | NO
W | IN VITRO DIAGNOSTIC MEDICAL DEVICES | W0104080301 | SEROTYPING (E.COLI, SALMONELLA, SHIGELLA, ETC) | 6 | YES
W | IN VITRO DIAGNOSTIC MEDICAL DEVICES | W0104080302 | STREPTOCOCCI GROUPING SLIDE TESTS | 6 | YES
W | IN VITRO DIAGNOSTIC MEDICAL DEVICES | W0104080303 | STAPHYLOCOCCI SLIDE TESTS | 6 | YES
W | IN VITRO DIAGNOSTIC MEDICAL DEVICES | W0104080304 | MENINGITIS SLIDE TESTS | 6 | YES
W | IN VITRO DIAGNOSTIC MEDICAL DEVICES | W0104080399 | IMMUNOLOGICAL IDENTIFICATION - OTHER | 6 | YES
W | IN VITRO DIAGNOSTIC MEDICAL DEVICES | W01040805 | MANUAL SUSCEPTIBILITY TESTING | 5 | NO
W | IN VITRO DIAGNOSTIC MEDICAL DEVICES | W0104080501 | MIC SYSTEMS - DILUTION METHODS (INCL. E-TEST) | 6 | YES
W | IN VITRO DIAGNOSTIC MEDICAL DEVICES | W0104080502 | IMPREGNATED DISKS, MULTI-DISKS & TABLETS | 6 | YES
W | IN VITRO DIAGNOSTIC MEDICAL DEVICES | W0104080503 | MANUAL ANTIMICROBIAL SUCEPTIBILITY TESTING (AST)- STRIPS / CASSETTES/GALLERIES | 6 | YES
W | IN VITRO DIAGNOSTIC MEDICAL DEVICES | W0104080504 | TARGETED RESISTANCE TESTS - MRSA | 6 | YES
W | IN VITRO DIAGNOSTIC MEDICAL DEVICES | W0104080505 | TARGETED RESISTANCE TESTS - ESBL | 6 | YES
W | IN VITRO DIAGNOSTIC MEDICAL DEVICES | W0104080506 | TARGETED RESISTANCE TESTS - CARBAPENEMASE | 6 | YES
W | IN VITRO DIAGNOSTIC MEDICAL DEVICES | W0104080590 | TARGETED RESISTANCE TESTS - OTHER | 6 | YES
W | IN VITRO DIAGNOSTIC MEDICAL DEVICES | W0104080599 | MANUAL SUSCEPTIBILITY TESTING - OTHER | 6 | YES
W | IN VITRO DIAGNOSTIC MEDICAL DEVICES | W01040806 | NUCLEIC ACID IDENTIFICATION (BACTERIOLOGY) | 5 | NO
W | IN VITRO DIAGNOSTIC MEDICAL DEVICES | W0104080601 | NUCLEIC ACID IDENTIFICATION - MANUAL / AUTOMATED BACTERIA SPP / SSPP | 6 | YES
W | IN VITRO DIAGNOSTIC MEDICAL DEVICES | W0104080602 | NUCLEIC ACID IDENTIFICATION - MANUAL / AUTOMATED MRSA AND/OR MSSA | 6 | YES
W | IN VITRO DIAGNOSTIC MEDICAL DEVICES | W0104080604 | NUCLEIC ACID IDENTIFICATION - MANUAL / AUTOMATED VRE | 6 | YES
W | IN VITRO DIAGNOSTIC MEDICAL DEVICES | W0104080605 | NUCLEIC ACID IDENTIFICATION - MANUAL / AUTOMATED ESBL | 6 | YES
W | IN VITRO DIAGNOSTIC MEDICAL DEVICES | W0104080606 | NUCLEIC ACID IDENTIFICATION - MANUAL / AUTOMATED CARBAPENEMASE | 6 | YES
W | IN VITRO DIAGNOSTIC MEDICAL DEVICES | W0104080607 | NUCLEIC ACID IDENTIFICATION - MANUAL / AUTOMATED OTHER RESISTANCE MARKERS | 6 | YES
W | IN VITRO DIAGNOSTIC MEDICAL DEVICES | W0104080608 | NUCLEIC ACID IDENTIFICATION - MANUAL / AUTOMATED ESBL / CARBAPENEMASE COMBINED | 6 | YES
W | IN VITRO DIAGNOSTIC MEDICAL DEVICES | W0104080699 | NUCLEIC ACID IDENTIFICATION (BACTERIOLOGY) MANUAL / AUTOMATED - OTHER | 6 | YES
W | IN VITRO DIAGNOSTIC MEDICAL DEVICES | W010499 | MICROBIOLOGY TESTS - OTHER | 4 | YES
W | IN VITRO DIAGNOSTIC MEDICAL DEVICES | W0105 | INFECTIOUS DISEASES | 3 | NO
W | IN VITRO DIAGNOSTIC MEDICAL DEVICES | W010501 | BACTERIOLOGY (INFECT. IMMUNOLOGY/NAT) | 4 | NO
W | IN VITRO DIAGNOSTIC MEDICAL DEVICES | W01050101 | CHLAMYDIA | 5 | NO
W | IN VITRO DIAGNOSTIC MEDICAL DEVICES | W0105010107 | CHLAMYDIA TRACHOMATIS ANTIGEN DETECTION | 6 | YES
W | IN VITRO DIAGNOSTIC MEDICAL DEVICES | W0105010108 | CHLAMYDIA TRACHOMATIS ANTIBODY ASSAYS TOTAL | 6 | YES
W | IN VITRO DIAGNOSTIC MEDICAL DEVICES | W0105010109 | CHLAMYDIA TRACHOMATIS ANTIBODY IGA | 6 | YES
W | IN VITRO DIAGNOSTIC MEDICAL DEVICES | W0105010110 | CHLAMYDIA TRACHOMATIS ANTIBODY IGG | 6 | YES
W | IN VITRO DIAGNOSTIC MEDICAL DEVICES | W0105010111 | CHLAMYDIA TRACHOMATIS ANTIBODY IGM | 6 | YES
W | IN VITRO DIAGNOSTIC MEDICAL DEVICES | W0105010112 | CHLAMYDIA PNEUMONIAE ANTIGEN DETECTION | 6 | YES
W | IN VITRO DIAGNOSTIC MEDICAL DEVICES | W0105010113 | CHLAMYDIA PNEUMONIAE ANTIBODY ASSAYS TOTAL | 6 | YES
W | IN VITRO DIAGNOSTIC MEDICAL DEVICES | W0105010114 | CHLAMYDIA PNEUMONIAE ANTIBODY IGA | 6 | YES
W | IN VITRO DIAGNOSTIC MEDICAL DEVICES | W0105010115 | CHLAMYDIA PNEUMONIAE ANTIBODY IGG | 6 | YES
W | IN VITRO DIAGNOSTIC MEDICAL DEVICES | W0105010116 | CHLAMYDIA PNEUMONIAE ANTIBODY IGM | 6 | YES
W | IN VITRO DIAGNOSTIC MEDICAL DEVICES | W0105010117 | CHLAMYDIA TRACHOMATIS DETECTION BY NA REAGENTS | 6 | YES
W | IN VITRO DIAGNOSTIC MEDICAL DEVICES | W0105010118 | CHLAMYDIA PNEUMONIAE DETECTION BY NA REAGENTS | 6 | YES
W | IN VITRO DIAGNOSTIC MEDICAL DEVICES | W0105010199 | CHLAMYDIA REAGENTS - OTHER | 6 | YES
W | IN VITRO DIAGNOSTIC MEDICAL DEVICES | W01050102 | GONOCOCCI (NEISSERIA GONORRHOEAE) | 5 | NO
W | IN VITRO DIAGNOSTIC MEDICAL DEVICES | W0105010201 | GONOCOCCAL ANTIGEN DETECTION | 6 | YES
W | IN VITRO DIAGNOSTIC MEDICAL DEVICES | W0105010202 | GONOCOCCAL ANTIBODY ASSAYS TOTAL | 6 | YES
W | IN VITRO DIAGNOSTIC MEDICAL DEVICES | W0105010203 | GONOCOCCAL DETECTION BY NA REAGENTS | 6 | YES
W | IN VITRO DIAGNOSTIC MEDICAL DEVICES | W0105010299 | GONOCOCCI REAGENTS - OTHER | 6 | YES
W | IN VITRO DIAGNOSTIC MEDICAL DEVICES | W01050103 | SYPHILIS (TREPONEMA PALLIDUM) | 5 | NO
W | IN VITRO DIAGNOSTIC MEDICAL DEVICES | W0105010301 | SYPHILIS ANTIGEN DETECTION | 6 | YES
W | IN VITRO DIAGNOSTIC MEDICAL DEVICES | W0105010302 | SYPHILIS ANTIBODY ASSAYS TOTAL | 6 | YES
W | IN VITRO DIAGNOSTIC MEDICAL DEVICES | W0105010303 | SYPHILIS ANTIBODY IGG | 6 | YES
W | IN VITRO DIAGNOSTIC MEDICAL DEVICES | W0105010304 | SYPHILIS ANTIBODY IGM | 6 | YES
W | IN VITRO DIAGNOSTIC MEDICAL DEVICES | W0105010305 | SYPHILIS DETECTION BY NA REAGENTS | 6 | YES
W | IN VITRO DIAGNOSTIC MEDICAL DEVICES | W0105010306 | SYPHILIS, REAGIN ANTIBODIES | 6 | YES
W | IN VITRO DIAGNOSTIC MEDICAL DEVICES | W0105010399 | SYPHILIS REAGENTS OTHER | 6 | YES
W | IN VITRO DIAGNOSTIC MEDICAL DEVICES | W01050104 | HELICOBACTER PYLORI | 5 | NO
W | IN VITRO DIAGNOSTIC MEDICAL DEVICES | W0105010401 | H. PYLORI ANTIGEN DETECTION | 6 | YES
W | IN VITRO DIAGNOSTIC MEDICAL DEVICES | W0105010402 | H. PYLORI ANTIBODY ASSAYS | 6 | YES
W | IN VITRO DIAGNOSTIC MEDICAL DEVICES | W0105010403 | H. PYLORI DETECTION BY NA REAGENTS | 6 | YES
W | IN VITRO DIAGNOSTIC MEDICAL DEVICES | W0105010499 | H. PYLORI REAGENTS - OTHER | 6 | YES
W | IN VITRO DIAGNOSTIC MEDICAL DEVICES | W01050105 | LEGIONELLA | 5 | NO
W | IN VITRO DIAGNOSTIC MEDICAL DEVICES | W0105010501 | LEGIONELLA ANTIGEN DETECTION | 6 | YES
W | IN VITRO DIAGNOSTIC MEDICAL DEVICES | W0105010502 | LEGIONELLA ANTIBODY ASSAYS | 6 | YES
W | IN VITRO DIAGNOSTIC MEDICAL DEVICES | W0105010503 | LEGIONELLA DETECTION BY NA REAGENTS | 6 | YES
W | IN VITRO DIAGNOSTIC MEDICAL DEVICES | W0105010599 | LEGIONELLA REAGENTS - OTHER | 6 | YES
W | IN VITRO DIAGNOSTIC MEDICAL DEVICES | W01050106 | LYME BORRELIOSIS | 5 | NO
W | IN VITRO DIAGNOSTIC MEDICAL DEVICES | W0105010601 | LYME ANTIGEN DETECTION | 6 | YES
W | IN VITRO DIAGNOSTIC MEDICAL DEVICES | W0105010602 | LYME ANTIBODY TOTAL | 6 | YES
W | IN VITRO DIAGNOSTIC MEDICAL DEVICES | W0105010603 | LYME ANTIBODY IGG | 6 | YES
W | IN VITRO DIAGNOSTIC MEDICAL DEVICES | W0105010604 | LYME ANTIBODY IGM | 6 | YES
W | IN VITRO DIAGNOSTIC MEDICAL DEVICES | W0105010605 | LYME DETECTION BY NA REAGENTS | 6 | YES
W | IN VITRO DIAGNOSTIC MEDICAL DEVICES | W0105010699 | LYME BORRELIOSIS REAGENTS - OTHER | 6 | YES
W | IN VITRO DIAGNOSTIC MEDICAL DEVICES | W01050107 | MYCOBACTERIA GENUS + SPECIES | 5 | NO
W | IN VITRO DIAGNOSTIC MEDICAL DEVICES | W0105010701 | MYCOBACTERIAL ANTIGEN DETECTION | 6 | YES
W | IN VITRO DIAGNOSTIC MEDICAL DEVICES | W0105010702 | MYCOBACTERIAL ANTIBODY ASSAYS | 6 | YES
W | IN VITRO DIAGNOSTIC MEDICAL DEVICES | W0105010703 | MYCOBACTERIAL DETECTION BY NA REAGENTS | 6 | YES
W | IN VITRO DIAGNOSTIC MEDICAL DEVICES | W0105010704 | TB-IGRA (INTERFERON-GAMMA-RELEASE ASSAY) | 6 | YES
W | IN VITRO DIAGNOSTIC MEDICAL DEVICES | W0105010799 | MYCOBACTERIA REAGENTS - OTHER | 6 | YES
W | IN VITRO DIAGNOSTIC MEDICAL DEVICES | W01050108 | MYCOPLASMA / UREAPLASMA | 5 | NO
W | IN VITRO DIAGNOSTIC MEDICAL DEVICES | W0105010801 | MYCOPLASMA ANTIGEN DETECTION | 6 | YES
W | IN VITRO DIAGNOSTIC MEDICAL DEVICES | W0105010802 | MYCOPLASMA ANTIBODY ASSAYS | 6 | YES
W | IN VITRO DIAGNOSTIC MEDICAL DEVICES | W0105010803 | MYCOPLASMA / UREAPLASMA DETECTION BY NA REAGENTS | 6 | NO
W | IN VITRO DIAGNOSTIC MEDICAL DEVICES | W010501080301 | MYCOPLASMA PNEUMONIAE DETECTION BY NA REAGENTS | 7 | YES
W | IN VITRO DIAGNOSTIC MEDICAL DEVICES | W010501080302 | UROGENITAL MYCOPLASMA DETECTION BY NA REAGENTS | 7 | YES
W | IN VITRO DIAGNOSTIC MEDICAL DEVICES | W010501080303 | UREAPLASMA DETECTION BY NA REAGENTS | 7 | YES
W | IN VITRO DIAGNOSTIC MEDICAL DEVICES | W010501080304 | MYCOPLASMA / UREAPLASMA DETECTION BY NA REAGENTS | 7 | YES
W | IN VITRO DIAGNOSTIC MEDICAL DEVICES | W0105010899 | MYCOPLASMA / UREAPLASMA REAGENTS - OTHER | 6 | YES
W | IN VITRO DIAGNOSTIC MEDICAL DEVICES | W01050109 | PSEUDOMONAS AERUGINOSA | 5 | NO
W | IN VITRO DIAGNOSTIC MEDICAL DEVICES | W0105010901 | PSEUDOMONAS AERUGINOSA ANTIBODY IGG | 6 | YES
W | IN VITRO DIAGNOSTIC MEDICAL DEVICES | W0105010902 | PSEUDOMONAS DETECTION BY NA REAGENTS | 6 | YES
W | IN VITRO DIAGNOSTIC MEDICAL DEVICES | W0105010999 | PSEUDOMONAS AERUGINOSA REAGENTS - OTHER | 6 | YES
W | IN VITRO DIAGNOSTIC MEDICAL DEVICES | W01050110 | SALMONELLA | 5 | NO
W | IN VITRO DIAGNOSTIC MEDICAL DEVICES | W0105011001 | SALMONELLA ANTIGEN DETECTION | 6 | YES
W | IN VITRO DIAGNOSTIC MEDICAL DEVICES | W0105011002 | SALMONELLA ANTIBODY ASSAYS | 6 | YES
W | IN VITRO DIAGNOSTIC MEDICAL DEVICES | W0105011003 | SALMONELLA DETECTION BY NA REAGENTS | 6 | YES
W | IN VITRO DIAGNOSTIC MEDICAL DEVICES | W0105011099 | SALMONELLA REAGENTS - OTHER | 6 | YES
W | IN VITRO DIAGNOSTIC MEDICAL DEVICES | W01050111 | STREPTOCOCCI | 5 | NO
W | IN VITRO DIAGNOSTIC MEDICAL DEVICES | W0105011101 | STREPTOCOCCAL DIRECT ANTIGEN DETECTION | 6 | YES
W | IN VITRO DIAGNOSTIC MEDICAL DEVICES | W0105011102 | STREPTOCOCCAL DETECTION BY NA REAGENTS | 6 | YES
W | IN VITRO DIAGNOSTIC MEDICAL DEVICES | W0105011103 | STREP. A DETECTION BY NA REAGENTS | 6 | YES
W | IN VITRO DIAGNOSTIC MEDICAL DEVICES | W0105011104 | STREP. B DETECTION BY NA REAGENTS | 6 | YES
W | IN VITRO DIAGNOSTIC MEDICAL DEVICES | W0105011105 | STREP. PNEUMONIAE DETECTION BY NA REAGENTS | 6 | YES
W | IN VITRO DIAGNOSTIC MEDICAL DEVICES | W0105011199 | STREPTOCOCCAL REAGENTS - OTHER | 6 | YES
W | IN VITRO DIAGNOSTIC MEDICAL DEVICES | W01050112 | STAPHYLOCOCCI | 5 | NO
W | IN VITRO DIAGNOSTIC MEDICAL DEVICES | W0105011201 | STAPHYLOCOCCAL DIRECT ANTIGEN DETECTION | 6 | YES
W | IN VITRO DIAGNOSTIC MEDICAL DEVICES | W0105011202 | STAPHYLOTOXIN | 6 | YES
W | IN VITRO DIAGNOSTIC MEDICAL DEVICES | W0105011203 | STAPHYLOCOCCAL DETECTION BY NA REAGENTS | 6 | YES
W | IN VITRO DIAGNOSTIC MEDICAL DEVICES | W0105011299 | STAPHYLOCOCCI REAGENTS - OTHER | 6 | YES
W | IN VITRO DIAGNOSTIC MEDICAL DEVICES | W01050113 | LISTERIA | 5 | NO
W | IN VITRO DIAGNOSTIC MEDICAL DEVICES | W0105011301 | LISTERIA ANTIGEN DETECTION | 6 | YES
W | IN VITRO DIAGNOSTIC MEDICAL DEVICES | W0105011302 | LISTERIA ANTIBODY ASSAYS | 6 | YES
W | IN VITRO DIAGNOSTIC MEDICAL DEVICES | W0105011303 | LISTERIA MONOCYTOGENES DIRECT ANTIGEN DETECTION | 6 | YES
W | IN VITRO DIAGNOSTIC MEDICAL DEVICES | W0105011304 | LISTERIA MONOCYTOGENES ANTIBODY ASSAYS | 6 | YES
W | IN VITRO DIAGNOSTIC MEDICAL DEVICES | W0105011305 | LISTERIA DETECTION BY NA REAGENTS | 6 | YES
W | IN VITRO DIAGNOSTIC MEDICAL DEVICES | W0105011399 | LISTERIA REAGENTS - OTHER | 6 | YES
W | IN VITRO DIAGNOSTIC MEDICAL DEVICES | W01050114 | CAMPYLOBACTER | 5 | NO
W | IN VITRO DIAGNOSTIC MEDICAL DEVICES | W0105011401 | CAMPYLOBACTER DIRECT ANTIGEN DETECTION | 6 | YES
W | IN VITRO DIAGNOSTIC MEDICAL DEVICES | W0105011402 | CAMPYLOBACTER DETECTION BY NA REAGENTS | 6 | YES
W | IN VITRO DIAGNOSTIC MEDICAL DEVICES | W0105011499 | CAMPYLOBACTER REAGENTS - OTHER | 6 | YES
W | IN VITRO DIAGNOSTIC MEDICAL DEVICES | W01050115 | ESCHERICHIA COLI | 5 | NO
W | IN VITRO DIAGNOSTIC MEDICAL DEVICES | W0105011501 | E. COLI DIRECT ANTIGEN DETECTION | 6 | YES
W | IN VITRO DIAGNOSTIC MEDICAL DEVICES | W0105011502 | E. COLI TOXIN | 6 | YES
W | IN VITRO DIAGNOSTIC MEDICAL DEVICES | W0105011503 | E. COLI DETECTION BY NA REAGENTS | 6 | YES
W | IN VITRO DIAGNOSTIC MEDICAL DEVICES | W0105011599 | E. COLI REAGENTS - OTHER | 6 | YES
W | IN VITRO DIAGNOSTIC MEDICAL DEVICES | W01050116 | OTHER BACTERIOLOGY - NA REAGENTS | 5 | NO
W | IN VITRO DIAGNOSTIC MEDICAL DEVICES | W0105011601 | BRUCELLA - NA REAGENTS | 6 | YES
W | IN VITRO DIAGNOSTIC MEDICAL DEVICES | W0105011603 | COXIELLA BURNETII (Q FEVER) - NA REAGENTS | 6 | YES
W | IN VITRO DIAGNOSTIC MEDICAL DEVICES | W0105011604 | LEPTOSPIRA - NA REAGENTS | 6 | YES
W | IN VITRO DIAGNOSTIC MEDICAL DEVICES | W0105011605 | RICKETTSIA - NA REAGENTS | 6 | YES
W | IN VITRO DIAGNOSTIC MEDICAL DEVICES | W0105011606 | YERSINIA - NA REAGENTS | 6 | YES
W | IN VITRO DIAGNOSTIC MEDICAL DEVICES | W0105011607 | BORDETELLA PERTUSSIS / PARAPERTUSSIS - NA REAGENTS | 6 | YES
W | IN VITRO DIAGNOSTIC MEDICAL DEVICES | W0105011608 | DIPHTHERIA (CORYNEBACTERIUM D.) - NA REAGENTS | 6 | YES
W | IN VITRO DIAGNOSTIC MEDICAL DEVICES | W0105011609 | TETANUS (CLOSTRIDIUM T.) - NA REAGENTS | 6 | YES
W | IN VITRO DIAGNOSTIC MEDICAL DEVICES | W0105011610 | HAEMOPHILUS INFLUENZAE - NA REAGENTS | 6 | YES
W | IN VITRO DIAGNOSTIC MEDICAL DEVICES | W0105011611 | NEISSERIA MENINGITIDIS - NA REAGENTS | 6 | YES
W | IN VITRO DIAGNOSTIC MEDICAL DEVICES | W0105011612 | PROTEUS - NA REAGENTS | 6 | YES
W | IN VITRO DIAGNOSTIC MEDICAL DEVICES | W0105011613 | PSEUDOMONAS - NA REAGENTS | 6 | YES
W | IN VITRO DIAGNOSTIC MEDICAL DEVICES | W0105011614 | SHIGELLA - NA REAGENTS | 6 | YES
W | IN VITRO DIAGNOSTIC MEDICAL DEVICES | W0105011699 | BACTERIOLOGY - NA REAGENTS - OTHER | 6 | YES
W | IN VITRO DIAGNOSTIC MEDICAL DEVICES | W01050117 | OTHER BACTERIOLOGY IMMUNOASSAYS | 5 | NO
W | IN VITRO DIAGNOSTIC MEDICAL DEVICES | W0105011701 | BRUCELLA | 6 | YES
W | IN VITRO DIAGNOSTIC MEDICAL DEVICES | W0105011703 | COXIELLA BURNETII (Q FEVER) | 6 | YES
W | IN VITRO DIAGNOSTIC MEDICAL DEVICES | W0105011704 | LEPTOSPIRA | 6 | YES
W | IN VITRO DIAGNOSTIC MEDICAL DEVICES | W0105011705 | RICKETTSIA | 6 | YES
W | IN VITRO DIAGNOSTIC MEDICAL DEVICES | W0105011706 | YERSINIA | 6 | YES
W | IN VITRO DIAGNOSTIC MEDICAL DEVICES | W0105011707 | BORDETELLA PERTUSSIS / PARAPERTUSSIS | 6 | YES
W | IN VITRO DIAGNOSTIC MEDICAL DEVICES | W0105011708 | DIPHTHERIA (CORYNEBACTERIUM D.) | 6 | YES
W | IN VITRO DIAGNOSTIC MEDICAL DEVICES | W0105011709 | TETANUS (CLOSTRIDIUM T.) | 6 | YES
W | IN VITRO DIAGNOSTIC MEDICAL DEVICES | W0105011710 | HAEMOPHILUS INFLUENZAE | 6 | YES
W | IN VITRO DIAGNOSTIC MEDICAL DEVICES | W0105011711 | NEISSERIA MENINGITIDIS | 6 | YES
W | IN VITRO DIAGNOSTIC MEDICAL DEVICES | W0105011712 | PROTEUS | 6 | YES
W | IN VITRO DIAGNOSTIC MEDICAL DEVICES | W0105011713 | PSEUDOMONAS | 6 | YES
W | IN VITRO DIAGNOSTIC MEDICAL DEVICES | W0105011714 | SHIGELLA | 6 | YES
W | IN VITRO DIAGNOSTIC MEDICAL DEVICES | W0105011799 | BACTERIOLOGY IMMUNOASSAY - OTHER | 6 | YES
W | IN VITRO DIAGNOSTIC MEDICAL DEVICES | W01050118 | CLOSTRIDIUM DIFFICILE | 5 | NO
W | IN VITRO DIAGNOSTIC MEDICAL DEVICES | W0105011801 | C.DIFFICILE GDH DETECTION | 6 | YES
W | IN VITRO DIAGNOSTIC MEDICAL DEVICES | W0105011802 | C.DIFFICILE TOXIN A/B DETECTION | 6 | YES
W | IN VITRO DIAGNOSTIC MEDICAL DEVICES | W0105011803 | C.DIFFICILE GDH AND TOXIN A/B COMBINED DETECTION | 6 | YES
W | IN VITRO DIAGNOSTIC MEDICAL DEVICES | W0105011804 | C.DIFFICILE BY NA REAGENTS | 6 | YES
W | IN VITRO DIAGNOSTIC MEDICAL DEVICES | W0105011899 | C.DIFFICILE REAGENTS - OTHER | 6 | YES
W | IN VITRO DIAGNOSTIC MEDICAL DEVICES | W010502 | HEPATITIS VIRUSES (INFECT. IMMUNOLOGY/NAT) | 4 | NO
W | IN VITRO DIAGNOSTIC MEDICAL DEVICES | W01050201 | HEPATITIS A VIRUS | 5 | NO
W | IN VITRO DIAGNOSTIC MEDICAL DEVICES | W0105020101 | HAV ANTIGEN CONFIRMATORY | 6 | YES
W | IN VITRO DIAGNOSTIC MEDICAL DEVICES | W0105020102 | HAV ANTIBODY (TOTAL) | 6 | YES
W | IN VITRO DIAGNOSTIC MEDICAL DEVICES | W0105020103 | HAV ANTIBODY IGG | 6 | YES
W | IN VITRO DIAGNOSTIC MEDICAL DEVICES | W0105020104 | HAV ANTIBODY IGM | 6 | YES
W | IN VITRO DIAGNOSTIC MEDICAL DEVICES | W0105020105 | HEPATITIS A VIRUS - NA REAGENTS | 6 | YES
W | IN VITRO DIAGNOSTIC MEDICAL DEVICES | W0105020199 | HAV REAGENTS - OTHER | 6 | YES
W | IN VITRO DIAGNOSTIC MEDICAL DEVICES | W01050202 | HEPATITIS B VIRUS | 5 | NO
W | IN VITRO DIAGNOSTIC MEDICAL DEVICES | W0105020201 | HEPATITIS B SURFACE ANTIGEN | 6 | YES
W | IN VITRO DIAGNOSTIC MEDICAL DEVICES | W0105020202 | HEPATITIS B SURFACE ANTIGEN - CONFIRMATORY | 6 | YES
W | IN VITRO DIAGNOSTIC MEDICAL DEVICES | W0105020203 | HEPATITIS B SURFACE ANTIBODY (TOTAL) | 6 | YES
W | IN VITRO DIAGNOSTIC MEDICAL DEVICES | W0105020204 | HEPATITIS B SURFACE ANTIBODY IGG | 6 | YES
W | IN VITRO DIAGNOSTIC MEDICAL DEVICES | W0105020205 | HEPATITIS B SURFACE ANTIBODY IGM | 6 | YES
W | IN VITRO DIAGNOSTIC MEDICAL DEVICES | W0105020206 | HEPATITIS B CORE ANTIGEN | 6 | YES
W | IN VITRO DIAGNOSTIC MEDICAL DEVICES | W0105020207 | HEPATITIS B CORE ANTIGEN - CONFIRMATORY | 6 | YES
W | IN VITRO DIAGNOSTIC MEDICAL DEVICES | W0105020208 | HEPATITIS B CORE ANTIBODY (TOTAL) | 6 | YES
W | IN VITRO DIAGNOSTIC MEDICAL DEVICES | W0105020209 | HEPATITIS B CORE ANTIBODY IGG | 6 | YES
W | IN VITRO DIAGNOSTIC MEDICAL DEVICES | W0105020210 | HEPATITIS B CORE ANTIBODY IGM | 6 | YES
W | IN VITRO DIAGNOSTIC MEDICAL DEVICES | W0105020211 | HEPATITIS B ANTIGEN | 6 | YES
W | IN VITRO DIAGNOSTIC MEDICAL DEVICES | W0105020212 | HEPATITIS B ANTIGEN - CONFIRMATORY | 6 | YES
W | IN VITRO DIAGNOSTIC MEDICAL DEVICES | W0105020213 | HEPATITIS B ANTIBODY (TOTAL) | 6 | YES
W | IN VITRO DIAGNOSTIC MEDICAL DEVICES | W0105020214 | HEPATITIS B ANTIBODY IGG | 6 | YES
W | IN VITRO DIAGNOSTIC MEDICAL DEVICES | W0105020215 | HEPATITIS B ANTIBODY IGM | 6 | YES
W | IN VITRO DIAGNOSTIC MEDICAL DEVICES | W0105020216 | HEPATITIS B VIRUS - NA REAGENTS | 6 | YES
W | IN VITRO DIAGNOSTIC MEDICAL DEVICES | W0105020217 | HEPATITIS B SURFACE ANTIGEN - QUANTITATIVE | 6 | YES
W | IN VITRO DIAGNOSTIC MEDICAL DEVICES | W0105020218 | HEPATITIS B VIRUS - GENOTYPING - NA REAGENTS | 6 | YES
W | IN VITRO DIAGNOSTIC MEDICAL DEVICES | W0105020299 | HBV REAGENTS - OTHER | 6 | YES
W | IN VITRO DIAGNOSTIC MEDICAL DEVICES | W01050203 | HEPATITIS C VIRUS | 5 | NO
W | IN VITRO DIAGNOSTIC MEDICAL DEVICES | W0105020301 | HCV ANTIGEN | 6 | YES
W | IN VITRO DIAGNOSTIC MEDICAL DEVICES | W0105020302 | HCV ANTIGEN - CONFIRMATORY | 6 | YES
W | IN VITRO DIAGNOSTIC MEDICAL DEVICES | W0105020303 | HCV ANTIBODY (TOTAL) | 6 | YES
W | IN VITRO DIAGNOSTIC MEDICAL DEVICES | W0105020304 | HCV ANTIBODY IGG | 6 | YES
W | IN VITRO DIAGNOSTIC MEDICAL DEVICES | W0105020305 | HCV ANTIBODY IGM | 6 | YES
W | IN VITRO DIAGNOSTIC MEDICAL DEVICES | W0105020306 | HCV ANTIBODY - CONFIRMATORY | 6 | YES
W | IN VITRO DIAGNOSTIC MEDICAL DEVICES | W0105020307 | HEPATITIS C VIRUS - NA REAGENTS | 6 | YES
W | IN VITRO DIAGNOSTIC MEDICAL DEVICES | W0105020308 | HEPATITIS C VIRUS (HCV) ANTIGEN/ANTIBODY COMBO TEST | 6 | YES
W | IN VITRO DIAGNOSTIC MEDICAL DEVICES | W0105020309 | HEPATITIS C VIRUS (HCV) GENOTYPING - NA REAGENTS | 6 | YES
W | IN VITRO DIAGNOSTIC MEDICAL DEVICES | W0105020399 | HCV REAGENTS - OTHER | 6 | YES
W | IN VITRO DIAGNOSTIC MEDICAL DEVICES | W01050204 | HEPATITIS DELTA VIRUS | 5 | NO
W | IN VITRO DIAGNOSTIC MEDICAL DEVICES | W0105020401 | HEPATITIS DELTA ANTIGEN | 6 | YES
W | IN VITRO DIAGNOSTIC MEDICAL DEVICES | W0105020402 | HEPATITIS DELTA ANTIGEN - CONFIRMATORY | 6 | YES
W | IN VITRO DIAGNOSTIC MEDICAL DEVICES | W0105020403 | HEPATITIS DELTA ANTIBODY (TOTAL) | 6 | YES
W | IN VITRO DIAGNOSTIC MEDICAL DEVICES | W0105020404 | HEPATITIS DELTA ANTIBODY IGG | 6 | YES
W | IN VITRO DIAGNOSTIC MEDICAL DEVICES | W0105020405 | HEPATITIS DELTA ANTIBODY IGM | 6 | YES
W | IN VITRO DIAGNOSTIC MEDICAL DEVICES | W0105020406 | HEPATITIS DELTA VIRUS - NA REAGENTS | 6 | YES
W | IN VITRO DIAGNOSTIC MEDICAL DEVICES | W0105020499 | HDV REAGENTS - OTHER | 6 | YES
W | IN VITRO DIAGNOSTIC MEDICAL DEVICES | W01050205 | HEPATITIS E VIRUS | 5 | NO
W | IN VITRO DIAGNOSTIC MEDICAL DEVICES | W0105020501 | HEV ANTIGEN | 6 | YES
W | IN VITRO DIAGNOSTIC MEDICAL DEVICES | W0105020502 | HEV ANTIGEN - CONFIRMATORY | 6 | YES
W | IN VITRO DIAGNOSTIC MEDICAL DEVICES | W0105020503 | HEV ANTIBODY (TOTAL) | 6 | YES
W | IN VITRO DIAGNOSTIC MEDICAL DEVICES | W0105020504 | HEV ANTIBODY IGG | 6 | YES
W | IN VITRO DIAGNOSTIC MEDICAL DEVICES | W0105020505 | HEV ANTIBODY IGM | 6 | YES
W | IN VITRO DIAGNOSTIC MEDICAL DEVICES | W0105020506 | HEV ANTIBODY - CONFIRMATORY | 6 | YES
W | IN VITRO DIAGNOSTIC MEDICAL DEVICES | W0105020507 | HEPATITIS E VIRUS - NA REAGENTS | 6 | YES
W | IN VITRO DIAGNOSTIC MEDICAL DEVICES | W0105020599 | HEV REAGENTS - OTHER | 6 | YES
W | IN VITRO DIAGNOSTIC MEDICAL DEVICES | W01050206 | HEPATITIS G VIRUS | 5 | NO
W | IN VITRO DIAGNOSTIC MEDICAL DEVICES | W0105020601 | HGV ANTIGEN | 6 | YES
W | IN VITRO DIAGNOSTIC MEDICAL DEVICES | W0105020602 | HGV ANTIGEN - CONFIRMATORY | 6 | YES
W | IN VITRO DIAGNOSTIC MEDICAL DEVICES | W0105020603 | HGV ANTIBODY (TOTAL) | 6 | YES
W | IN VITRO DIAGNOSTIC MEDICAL DEVICES | W0105020604 | HGV ANTIBODY IGG | 6 | YES
W | IN VITRO DIAGNOSTIC MEDICAL DEVICES | W0105020605 | HGV ANTIBODY IGM | 6 | YES
W | IN VITRO DIAGNOSTIC MEDICAL DEVICES | W0105020606 | HEPATITIS G VIRUS - NA REAGENTS | 6 | YES
W | IN VITRO DIAGNOSTIC MEDICAL DEVICES | W0105020699 | HGV REAGENTS - OTHER | 6 | YES
W | IN VITRO DIAGNOSTIC MEDICAL DEVICES | W01050207 | HEPATITIS X VIRUS | 5 | NO
W | IN VITRO DIAGNOSTIC MEDICAL DEVICES | W0105020701 | HXV ANTIGEN | 6 | YES
W | IN VITRO DIAGNOSTIC MEDICAL DEVICES | W0105020702 | HXV ANTIGEN - CONFIRMATORY | 6 | YES
W | IN VITRO DIAGNOSTIC MEDICAL DEVICES | W0105020703 | HXV ANTIBODY (TOTAL) | 6 | YES
W | IN VITRO DIAGNOSTIC MEDICAL DEVICES | W0105020704 | HXV ANTIBODY IGG | 6 | YES
W | IN VITRO DIAGNOSTIC MEDICAL DEVICES | W0105020705 | HXV ANTIBODY IGM | 6 | YES
W | IN VITRO DIAGNOSTIC MEDICAL DEVICES | W0105020706 | HEPATITIS X VIRUS - NA REAGENTS | 6 | YES
W | IN VITRO DIAGNOSTIC MEDICAL DEVICES | W0105020799 | HXV REAGENTS - OTHER | 6 | YES
W | IN VITRO DIAGNOSTIC MEDICAL DEVICES | W01050290 | OTHER HEPATITIS VIRUSES | 5 | NO
W | IN VITRO DIAGNOSTIC MEDICAL DEVICES | W0105029099 | HEPATITIS VIRUSES REAGENTS - OTHER | 6 | YES
W | IN VITRO DIAGNOSTIC MEDICAL DEVICES | W010503 | RETROVIRUSES (INFECT. IMMUNOLOGY/NAT) | 4 | NO
W | IN VITRO DIAGNOSTIC MEDICAL DEVICES | W01050301 | HIV 1 | 5 | NO
W | IN VITRO DIAGNOSTIC MEDICAL DEVICES | W0105030101 | HIV 1 ANTIGEN | 6 | YES
W | IN VITRO DIAGNOSTIC MEDICAL DEVICES | W0105030102 | HIV 1 ANTIGEN - CONFIRMATORY | 6 | YES
W | IN VITRO DIAGNOSTIC MEDICAL DEVICES | W0105030103 | HIV 1 ANTIBODY (TOTAL) | 6 | YES
W | IN VITRO DIAGNOSTIC MEDICAL DEVICES | W0105030104 | HIV 1 ANTIBODY IGG | 6 | YES
W | IN VITRO DIAGNOSTIC MEDICAL DEVICES | W0105030105 | HIV 1 ANTIBODY IGM | 6 | YES
W | IN VITRO DIAGNOSTIC MEDICAL DEVICES | W0105030106 | HIV 1 ANTIBODY - CONFIRMATORY | 6 | YES
W | IN VITRO DIAGNOSTIC MEDICAL DEVICES | W0105030107 | HIV 1 - NA REAGENTS | 6 | YES
W | IN VITRO DIAGNOSTIC MEDICAL DEVICES | W0105030108 | HIV 1 GENOTYPING - NA REAGENTS | 6 | YES
W | IN VITRO DIAGNOSTIC MEDICAL DEVICES | W0105030199 | HIV 1 REAGENTS - OTHER | 6 | YES
W | IN VITRO DIAGNOSTIC MEDICAL DEVICES | W01050302 | HIV 2 | 5 | NO
W | IN VITRO DIAGNOSTIC MEDICAL DEVICES | W0105030201 | HIV 2 ANTIGEN | 6 | YES
W | IN VITRO DIAGNOSTIC MEDICAL DEVICES | W0105030202 | HIV 2 ANTIBODY | 6 | YES
W | IN VITRO DIAGNOSTIC MEDICAL DEVICES | W0105030203 | HIV 2 ANTIBODY - CONFIRMATORY | 6 | YES
W | IN VITRO DIAGNOSTIC MEDICAL DEVICES | W0105030204 | HIV 2 - NA REAGENTS | 6 | YES
W | IN VITRO DIAGNOSTIC MEDICAL DEVICES | W0105030205 | HIV 2 GENOTYPING - NA REAGENTS | 6 | YES
W | IN VITRO DIAGNOSTIC MEDICAL DEVICES | W0105030299 | HIV 2 REAGENTS - OTHER | 6 | YES
W | IN VITRO DIAGNOSTIC MEDICAL DEVICES | W01050303 | HIV P24 | 5 | NO
W | IN VITRO DIAGNOSTIC MEDICAL DEVICES | W0105030301 | HIV P24 ANTIGEN | 6 | YES
W | IN VITRO DIAGNOSTIC MEDICAL DEVICES | W0105030302 | HIV P24 ANTIBODY | 6 | YES
W | IN VITRO DIAGNOSTIC MEDICAL DEVICES | W0105030303 | HIV P24 - NA REAGENTS | 6 | YES
W | IN VITRO DIAGNOSTIC MEDICAL DEVICES | W0105030399 | HIV P24 REAGENTS - OTHER | 6 | YES
W | IN VITRO DIAGNOSTIC MEDICAL DEVICES | W01050304 | HIV - MULTIPLE ( 1 / 2 ) | 5 | NO
W | IN VITRO DIAGNOSTIC MEDICAL DEVICES | W0105030401 | HIV MULTIPLE ANTIGEN | 6 | YES
W | IN VITRO DIAGNOSTIC MEDICAL DEVICES | W0105030402 | HIV MULTIPLE ANTIBODY | 6 | YES
W | IN VITRO DIAGNOSTIC MEDICAL DEVICES | W0105030403 | HIV MULTIPLE ANTIBODY - CONFIRMATORY | 6 | YES
W | IN VITRO DIAGNOSTIC MEDICAL DEVICES | W0105030404 | HIV MULTIPLE AG/AB COMBI TEST | 6 | YES
W | IN VITRO DIAGNOSTIC MEDICAL DEVICES | W0105030405 | HIV MULTIPLE - NA REAGENTS | 6 | YES
W | IN VITRO DIAGNOSTIC MEDICAL DEVICES | W0105030499 | HIV MULTIPLE (1/2) REAGENTS - OTHER | 6 | YES
W | IN VITRO DIAGNOSTIC MEDICAL DEVICES | W01050305 | HTLV I | 5 | NO
W | IN VITRO DIAGNOSTIC MEDICAL DEVICES | W0105030501 | HTLV I ANTIGEN | 6 | YES
W | IN VITRO DIAGNOSTIC MEDICAL DEVICES | W0105030502 | HTLV I ANTIBODY | 6 | YES
W | IN VITRO DIAGNOSTIC MEDICAL DEVICES | W0105030503 | HTLV I ANTIBODY - CONFIRMATORY | 6 | YES
W | IN VITRO DIAGNOSTIC MEDICAL DEVICES | W0105030504 | HTLV I - NA REAGENTS | 6 | YES
W | IN VITRO DIAGNOSTIC MEDICAL DEVICES | W0105030599 | HTLV I REAGENTS - OTHER | 6 | YES
W | IN VITRO DIAGNOSTIC MEDICAL DEVICES | W01050306 | HTLV II | 5 | NO
W | IN VITRO DIAGNOSTIC MEDICAL DEVICES | W0105030601 | HTLV II ANTIGEN | 6 | YES
W | IN VITRO DIAGNOSTIC MEDICAL DEVICES | W0105030602 | HTLV II ANTIBODY | 6 | YES
W | IN VITRO DIAGNOSTIC MEDICAL DEVICES | W0105030603 | HTLV II ANTIBODY - CONFIRMATORY | 6 | YES
W | IN VITRO DIAGNOSTIC MEDICAL DEVICES | W0105030604 | HTLV II - NA REAGENTS | 6 | YES
W | IN VITRO DIAGNOSTIC MEDICAL DEVICES | W0105030699 | HTLV II REAGENTS - OTHER | 6 | YES
W | IN VITRO DIAGNOSTIC MEDICAL DEVICES | W01050307 | HTLV MULTIPLE | 5 | NO
W | IN VITRO DIAGNOSTIC MEDICAL DEVICES | W0105030701 | HTLV MULTIPLE ANTIGEN | 6 | YES
W | IN VITRO DIAGNOSTIC MEDICAL DEVICES | W0105030702 | HTLV MULTIPLE ANTIBODY | 6 | YES
W | IN VITRO DIAGNOSTIC MEDICAL DEVICES | W0105030703 | HTLV MULTIPLE ANTIBODY - CONFIRMATORY | 6 | YES
W | IN VITRO DIAGNOSTIC MEDICAL DEVICES | W0105030704 | HTLV MULTIPLE - NA REAGENTS | 6 | YES
W | IN VITRO DIAGNOSTIC MEDICAL DEVICES | W0105030799 | HTLV MULTIPLE REAGENTS - OTHER | 6 | YES
W | IN VITRO DIAGNOSTIC MEDICAL DEVICES | W010504 | OTHER VIROLOGY TESTS (INFECT. IMMUNOLOGY/NAT) | 4 | NO
W | IN VITRO DIAGNOSTIC MEDICAL DEVICES | W01050401 | RUBELLA VIRUS | 5 | NO
W | IN VITRO DIAGNOSTIC MEDICAL DEVICES | W0105040101 | RUBELLA VIRUS ANTIBODIES - TOTAL | 6 | YES
W | IN VITRO DIAGNOSTIC MEDICAL DEVICES | W0105040102 | RUBELLA VIRUS IGG | 6 | YES
W | IN VITRO DIAGNOSTIC MEDICAL DEVICES | W0105040103 | RUBELLA VIRUS IGM | 6 | YES
W | IN VITRO DIAGNOSTIC MEDICAL DEVICES | W0105040104 | RUBELLA - NA REAGENTS | 6 | YES
W | IN VITRO DIAGNOSTIC MEDICAL DEVICES | W0105040199 | RUBELLA VIRUS REAGENTS - OTHER | 6 | YES
W | IN VITRO DIAGNOSTIC MEDICAL DEVICES | W01050402 | CYTOMEGALOVIRUS | 5 | NO
W | IN VITRO DIAGNOSTIC MEDICAL DEVICES | W0105040201 | CMV ANTIGEN | 6 | YES
W | IN VITRO DIAGNOSTIC MEDICAL DEVICES | W0105040202 | CMV ANTIBODIES - TOTAL | 6 | YES
W | IN VITRO DIAGNOSTIC MEDICAL DEVICES | W0105040203 | CMV IGG | 6 | YES
W | IN VITRO DIAGNOSTIC MEDICAL DEVICES | W0105040204 | CMV IGM | 6 | YES
W | IN VITRO DIAGNOSTIC MEDICAL DEVICES | W0105040205 | CMV - NA REAGENTS | 6 | YES
W | IN VITRO DIAGNOSTIC MEDICAL DEVICES | W0105040206 | CMV IGG - AVIDITY | 6 | YES
W | IN VITRO DIAGNOSTIC MEDICAL DEVICES | W0105040299 | CMV REAGENTS - OTHER | 6 | YES
W | IN VITRO DIAGNOSTIC MEDICAL DEVICES | W01050403 | HERPES SIMPLEX VIRUS | 5 | NO
W | IN VITRO DIAGNOSTIC MEDICAL DEVICES | W0105040301 | HSV ANTIGEN | 6 | YES
W | IN VITRO DIAGNOSTIC MEDICAL DEVICES | W0105040302 | HSV 1+2 ANTIBODIES - TOTAL | 6 | YES
W | IN VITRO DIAGNOSTIC MEDICAL DEVICES | W0105040303 | HSV 1+2 IGG | 6 | YES
W | IN VITRO DIAGNOSTIC MEDICAL DEVICES | W0105040304 | HSV 1+2 IGM | 6 | YES
W | IN VITRO DIAGNOSTIC MEDICAL DEVICES | W0105040305 | HSV 1 ANTIBODIES - TOTAL | 6 | YES
W | IN VITRO DIAGNOSTIC MEDICAL DEVICES | W0105040306 | HSV 1 IGG | 6 | YES
W | IN VITRO DIAGNOSTIC MEDICAL DEVICES | W0105040307 | HSV 1 IGM | 6 | YES
W | IN VITRO DIAGNOSTIC MEDICAL DEVICES | W0105040308 | HSV 2 ANTIBODIES - TOTAL | 6 | YES
W | IN VITRO DIAGNOSTIC MEDICAL DEVICES | W0105040309 | HSV 2 IGG | 6 | YES
W | IN VITRO DIAGNOSTIC MEDICAL DEVICES | W0105040310 | HSV 2 IGM | 6 | YES
W | IN VITRO DIAGNOSTIC MEDICAL DEVICES | W0105040311 | HSV - NA REAGENTS | 6 | YES
W | IN VITRO DIAGNOSTIC MEDICAL DEVICES | W0105040399 | HSV REAGENTS - OTHER | 6 | YES
W | IN VITRO DIAGNOSTIC MEDICAL DEVICES | W01050404 | EPSTEIN BARR VIRUS | 5 | NO
W | IN VITRO DIAGNOSTIC MEDICAL DEVICES | W0105040401 | EBV ANTIBODIES | 6 | NO
W | IN VITRO DIAGNOSTIC MEDICAL DEVICES | W010504040101 | EBV ANTIBODIES - TOTAL | 7 | YES
W | IN VITRO DIAGNOSTIC MEDICAL DEVICES | W010504040102 | EBV IGG - TOTAL | 7 | YES
W | IN VITRO DIAGNOSTIC MEDICAL DEVICES | W010504040103 | EBV IGM - TOTAL | 7 | YES
W | IN VITRO DIAGNOSTIC MEDICAL DEVICES | W010504040104 | EBV VCA IGM | 7 | YES
W | IN VITRO DIAGNOSTIC MEDICAL DEVICES | W010504040105 | EBV VCA IGG | 7 | YES
W | IN VITRO DIAGNOSTIC MEDICAL DEVICES | W010504040106 | EBV EBNA IGG | 7 | YES
W | IN VITRO DIAGNOSTIC MEDICAL DEVICES | W010504040107 | EBV EA IGM | 7 | YES
W | IN VITRO DIAGNOSTIC MEDICAL DEVICES | W010504040108 | EBV EA IGG | 7 | YES
W | IN VITRO DIAGNOSTIC MEDICAL DEVICES | W010504040199 | EBV ANTIBODIES - OTHER | 7 | YES
W | IN VITRO DIAGNOSTIC MEDICAL DEVICES | W0105040403 | EBV - NA REAGENTS | 6 | YES
W | IN VITRO DIAGNOSTIC MEDICAL DEVICES | W0105040499 | EBV REAGENTS - OTHER | 6 | YES
W | IN VITRO DIAGNOSTIC MEDICAL DEVICES | W01050405 | OTHER VIROLOGY - NA REAGENTS | 5 | NO
W | IN VITRO DIAGNOSTIC MEDICAL DEVICES | W0105040501 | ADENOVIRUS - NA REAGENTS | 6 | YES
W | IN VITRO DIAGNOSTIC MEDICAL DEVICES | W0105040502 | ENTEROVIRUS - NA REAGENTS | 6 | YES
W | IN VITRO DIAGNOSTIC MEDICAL DEVICES | W0105040504 | INFLUENZA & PARA INFLUENZA - NA REAGENTS | 6 | YES
W | IN VITRO DIAGNOSTIC MEDICAL DEVICES | W0105040505 | RESPIRATORY SYNCYTIAL VIRUS (RSV) - NA REAGENTS | 6 | YES
W | IN VITRO DIAGNOSTIC MEDICAL DEVICES | W0105040506 | ROTAVIRUS - NA REAGENTS | 6 | YES
W | IN VITRO DIAGNOSTIC MEDICAL DEVICES | W0105040509 | PARVOVIRUS B 19 - NA REAGENTS | 6 | YES
W | IN VITRO DIAGNOSTIC MEDICAL DEVICES | W0105040511 | DENGUE VIRUS - NA REAGENTS | 6 | YES
W | IN VITRO DIAGNOSTIC MEDICAL DEVICES | W0105040512 | FSME VIRUS - NA REAGENTS | 6 | YES
W | IN VITRO DIAGNOSTIC MEDICAL DEVICES | W0105040513 | LCM VIRUS - NA REAGENTS | 6 | YES
W | IN VITRO DIAGNOSTIC MEDICAL DEVICES | W0105040514 | HANTAVIRUS / BUNYAVIRUS - NA REAGENTS | 6 | YES
W | IN VITRO DIAGNOSTIC MEDICAL DEVICES | W0105040515 | AVIAN INFLUENZA - NA REAGENTS | 6 | YES
W | IN VITRO DIAGNOSTIC MEDICAL DEVICES | W0105040516 | NOROVIRUS - NA REAGENTS | 6 | YES
W | IN VITRO DIAGNOSTIC MEDICAL DEVICES | W0105040628 | CRIMEAN–CONGO HEMORRHAGIC FEVER (CCHF) | 6 | YES
W | IN VITRO DIAGNOSTIC MEDICAL DEVICES | W0105040629 | ASTROVIRUS | 6 | YES
W | IN VITRO DIAGNOSTIC MEDICAL DEVICES | W0105040630 | ZIKA VIRUS | 6 | YES
W | IN VITRO DIAGNOSTIC MEDICAL DEVICES | W0105040699 | VIRAL ANTIGEN/ANTIBODY DETECTION - OTHER | 6 | YES
W | IN VITRO DIAGNOSTIC MEDICAL DEVICES | W01050407 | MEASLES VIRUS | 5 | NO
W | IN VITRO DIAGNOSTIC MEDICAL DEVICES | W0105040701 | MEASLES VIRUS ANTIBODIES - TOTAL | 6 | YES
W | IN VITRO DIAGNOSTIC MEDICAL DEVICES | W0105040702 | MEASLES VIRUS IGG | 6 | YES
W | IN VITRO DIAGNOSTIC MEDICAL DEVICES | W0105040703 | MEASLES VIRUS IGM | 6 | YES
W | IN VITRO DIAGNOSTIC MEDICAL DEVICES | W0105040704 | MEASLES - NA REAGENTS | 6 | YES
W | IN VITRO DIAGNOSTIC MEDICAL DEVICES | W0105040799 | MEASLES VIRUS REAGENTS - OTHER | 6 | YES
W | IN VITRO DIAGNOSTIC MEDICAL DEVICES | W01050408 | MUMPS / PAROTITIS VIRUS | 5 | NO
W | IN VITRO DIAGNOSTIC MEDICAL DEVICES | W0105040801 | MUMPS / PAROTITIS VIRUS ANTIBODIES - TOTAL | 6 | YES
W | IN VITRO DIAGNOSTIC MEDICAL DEVICES | W0105040802 | MUMPS / PAROTITIS VIRUS IGG | 6 | YES
W | IN VITRO DIAGNOSTIC MEDICAL DEVICES | W0105040803 | MUMPS / PAROTITIS VIRUS IGM | 6 | YES
W | IN VITRO DIAGNOSTIC MEDICAL DEVICES | W0105040804 | MUMPS / PAROTITIS - NA REAGENTS | 6 | YES
W | IN VITRO DIAGNOSTIC MEDICAL DEVICES | W0105040899 | MUMPS / PAROTITIS VIRUS REAGENTS - OTHER | 6 | YES
W | IN VITRO DIAGNOSTIC MEDICAL DEVICES | W01050409 | VARICELLA ZOSTER VIRUS | 5 | NO
W | IN VITRO DIAGNOSTIC MEDICAL DEVICES | W0105040901 | VARICELLA ZOSTER VIRUS ANTIBODIES - TOTAL | 6 | YES
W | IN VITRO DIAGNOSTIC MEDICAL DEVICES | W0105040902 | VARICELLA ZOSTER VIRUS IGG | 6 | YES
W | IN VITRO DIAGNOSTIC MEDICAL DEVICES | W0105040903 | VARICELLA ZOSTER VIRUS IGM | 6 | YES
W | IN VITRO DIAGNOSTIC MEDICAL DEVICES | W0105040904 | VARICELLA ZOSTER - NA REAGENTS | 6 | YES
W | IN VITRO DIAGNOSTIC MEDICAL DEVICES | W0105040999 | VARICELLA ZOSTER VIRUS REAGENTS - OTHER | 6 | YES
W | IN VITRO DIAGNOSTIC MEDICAL DEVICES | W01050410 | HUMAN PAPILLOMA VIRUS | 5 | NO
W | IN VITRO DIAGNOSTIC MEDICAL DEVICES | W0105041001 | HPV ANTIGEN / ANTIBODIES | 6 | YES
W | IN VITRO DIAGNOSTIC MEDICAL DEVICES | W0105041002 | SCREENING HIGH-RISK HPV - NA REAGENTS | 6 | YES
W | IN VITRO DIAGNOSTIC MEDICAL DEVICES | W0105041003 | PARTIAL GENOTYPING HIGH-RISK HPV - NA REAGENTS | 6 | YES
W | IN VITRO DIAGNOSTIC MEDICAL DEVICES | W0105041004 | FULL GENOTYPING HIGH-RISK + LOW-RISK HPV - NA REAGENTS | 6 | YES
W | IN VITRO DIAGNOSTIC MEDICAL DEVICES | W0105041005 | OTHER HPV - NA REAGENTS | 6 | YES
W | IN VITRO DIAGNOSTIC MEDICAL DEVICES | W0105041099 | HPV REAGENTS - OTHER | 6 | YES
W | IN VITRO DIAGNOSTIC MEDICAL DEVICES | W01050411 | CORONAVIRUS | 5 | NO
W | IN VITRO DIAGNOSTIC MEDICAL DEVICES | W0105041101 | CORONAVIRUS AG | 6 | YES
W | IN VITRO DIAGNOSTIC MEDICAL DEVICES | W0105041102 | CORONAVIRUS ANTIBODIES - TOTAL | 6 | YES
W | IN VITRO DIAGNOSTIC MEDICAL DEVICES | W0105041103 | CORONAVIRUS IGG | 6 | YES
W | IN VITRO DIAGNOSTIC MEDICAL DEVICES | W0105041104 | CORONAVIRUS IGM | 6 | YES
W | IN VITRO DIAGNOSTIC MEDICAL DEVICES | W0105041105 | CORONAVIRUS IGA | 6 | YES
W | IN VITRO DIAGNOSTIC MEDICAL DEVICES | W0105041106 | CORONAVIRUS - NA REAGENTS | 6 | YES
W | IN VITRO DIAGNOSTIC MEDICAL DEVICES | W0105041199 | OTHER CORONAVIRUS REAGENTS | 6 | YES
W | IN VITRO DIAGNOSTIC MEDICAL DEVICES | W01050499 | VIROLOGY REAGENTS - OTHER | 5 | YES
W | IN VITRO DIAGNOSTIC MEDICAL DEVICES | W010505 | PARASITOLOGY (INFECT. IMMUNOLOGY/NAT) | 4 | NO
W | IN VITRO DIAGNOSTIC MEDICAL DEVICES | W01050501 | TOXOPLASMA | 5 | NO
W | IN VITRO DIAGNOSTIC MEDICAL DEVICES | W0105050101 | TOXOPLASMA ANTIBODY (TOTAL) | 6 | YES
W | IN VITRO DIAGNOSTIC MEDICAL DEVICES | W0105050102 | TOXOPLASMA ANTIBODY IGG | 6 | YES
W | IN VITRO DIAGNOSTIC MEDICAL DEVICES | W0105050103 | TOXOPLASMA ANTIBODY IGM | 6 | YES
W | IN VITRO DIAGNOSTIC MEDICAL DEVICES | W0105050104 | TOXOPLASMA ANTIBODY IGG - AVIDITY | 6 | YES
W | IN VITRO DIAGNOSTIC MEDICAL DEVICES | W0105050105 | TOXOPLASMA - NA REAGENTS | 6 | YES
W | IN VITRO DIAGNOSTIC MEDICAL DEVICES | W0105050199 | TOXOPLASMA REAGENTS - OTHER | 6 | YES
W | IN VITRO DIAGNOSTIC MEDICAL DEVICES | W01050502 | MISCELLANEOUS PARASITOLOGY IMMUNOASSAY | 5 | NO
W | IN VITRO DIAGNOSTIC MEDICAL DEVICES | W0105050201 | ENTAMOEBA HISTOLYTICA | 6 | YES
W | IN VITRO DIAGNOSTIC MEDICAL DEVICES | W0105050202 | CHAGAS | 6 | YES
W | IN VITRO DIAGNOSTIC MEDICAL DEVICES | W0105050203 | DISTOMATOSIS | 6 | YES
W | IN VITRO DIAGNOSTIC MEDICAL DEVICES | W0105050204 | ECHINOCOCCUS | 6 | YES
W | IN VITRO DIAGNOSTIC MEDICAL DEVICES | W0105050205 | LEISHMANIA | 6 | YES
W | IN VITRO DIAGNOSTIC MEDICAL DEVICES | W0105050206 | SCHISTOSOMA | 6 | YES
W | IN VITRO DIAGNOSTIC MEDICAL DEVICES | W0105050207 | CRYPTOSPORIDIUM | 6 | YES
W | IN VITRO DIAGNOSTIC MEDICAL DEVICES | W0105050208 | GIARDIA LAMBLIA | 6 | YES
W | IN VITRO DIAGNOSTIC MEDICAL DEVICES | W0105050209 | PLASMODIUM (MALARIA) | 6 | YES
W | IN VITRO DIAGNOSTIC MEDICAL DEVICES | W0105050210 | TRICHOMONAS | 6 | YES
W | IN VITRO DIAGNOSTIC MEDICAL DEVICES | W0105050299 | PARASITOLOGY - OTHER | 6 | YES
W | IN VITRO DIAGNOSTIC MEDICAL DEVICES | W01050503 | MISCELLANEOUS PARASITOLOGY - NA REAGENTS | 5 | NO
W | IN VITRO DIAGNOSTIC MEDICAL DEVICES | W0105050301 | ENTAMOEBA HISTOLYTICA - NA REAGENTS | 6 | YES
W | IN VITRO DIAGNOSTIC MEDICAL DEVICES | W0105050302 | CHAGAS - NA REAGENTS | 6 | YES
W | IN VITRO DIAGNOSTIC MEDICAL DEVICES | W0105050303 | DISTOMATOSIS - NA REAGENTS | 6 | YES
W | IN VITRO DIAGNOSTIC MEDICAL DEVICES | W0105050304 | ECHINOCOCCUS - NA REAGENTS | 6 | YES
W | IN VITRO DIAGNOSTIC MEDICAL DEVICES | W0105050305 | LEISHMANIA - NA REAGENTS | 6 | YES
W | IN VITRO DIAGNOSTIC MEDICAL DEVICES | W0105050306 | SCHISTOSOMA - NA REAGENTS | 6 | YES
W | IN VITRO DIAGNOSTIC MEDICAL DEVICES | W0105050307 | CRYPTOSPORIDIUM - NA REAGENTS | 6 | YES
W | IN VITRO DIAGNOSTIC MEDICAL DEVICES | W0105050308 | GIARDIA LAMBLIA - NA REAGENTS | 6 | YES
W | IN VITRO DIAGNOSTIC MEDICAL DEVICES | W0105050309 | PLASMODIUM (MALARIA) - NA REAGENTS | 6 | YES
W | IN VITRO DIAGNOSTIC MEDICAL DEVICES | W0105050310 | TRICHOMONAS - NA REAGENTS | 6 | YES
W | IN VITRO DIAGNOSTIC MEDICAL DEVICES | W0105050399 | OTHER PARASITOLOGY - NA REAGENTS | 6 | YES
W | IN VITRO DIAGNOSTIC MEDICAL DEVICES | W010506 | MYCOLOGY (INFECT. IMMUNOLOGY/NAT) | 4 | NO
W | IN VITRO DIAGNOSTIC MEDICAL DEVICES | W01050603 | MYCOLOGY IMMUNOASSAYS | 5 | NO
W | IN VITRO DIAGNOSTIC MEDICAL DEVICES | W0105060301 | ASPERGILLUS | 6 | YES
W | IN VITRO DIAGNOSTIC MEDICAL DEVICES | W0105060302 | CANDIDA ALBICANS | 6 | YES
W | IN VITRO DIAGNOSTIC MEDICAL DEVICES | W0105060303 | CRYPTOCOCCUS | 6 | YES
W | IN VITRO DIAGNOSTIC MEDICAL DEVICES | W0105060304 | BETA-D-GLUCAN (PAN-FUNGAL MARKERS) | 6 | YES
W | IN VITRO DIAGNOSTIC MEDICAL DEVICES | W0105060399 | MYCOLOGY IMMUNOASSAYS - OTHER | 6 | YES
W | IN VITRO DIAGNOSTIC MEDICAL DEVICES | W01050604 | MYCOLOGY - NA REAGENTS | 5 | NO
W | IN VITRO DIAGNOSTIC MEDICAL DEVICES | W0105060401 | ASPERGILLUS - NA REAGENTS | 6 | YES
W | IN VITRO DIAGNOSTIC MEDICAL DEVICES | W0105060402 | CANDIDA ALBICANS - NA REAGENTS | 6 | YES
W | IN VITRO DIAGNOSTIC MEDICAL DEVICES | W0105060403 | CRYPTOCOCCUS - NA REAGENTS | 6 | YES
W | IN VITRO DIAGNOSTIC MEDICAL DEVICES | W0105060404 | CANDIDA AURIS - NA REAGENTS | 6 | YES
W | IN VITRO DIAGNOSTIC MEDICAL DEVICES | W0105060405 | PNEUMOCYSTIS - NA REAGENTS | 6 | YES
W | IN VITRO DIAGNOSTIC MEDICAL DEVICES | W0105060499 | MYCOLOGY NA REAGENTS - OTHER | 6 | YES
W | IN VITRO DIAGNOSTIC MEDICAL DEVICES | W010507 | MULTIPLE PARAMETERS - (INFECT. IMMUNOLOGY/NAT) | 4 | NO
W | IN VITRO DIAGNOSTIC MEDICAL DEVICES | W01050702 | MULTIPLE BACTERIA / FUNGI PANELS | 5 | NO
W | IN VITRO DIAGNOSTIC MEDICAL DEVICES | W0105070201 | GRAM+ - GRAM- - FUNGI - MULTIPLEX NA REAGENTS | 6 | YES
W | IN VITRO DIAGNOSTIC MEDICAL DEVICES | W0105070202 | BLOOD STREAM INFECTION/SEPSIS (BACTERIA & FUNGI) - MULTIPLEX NA REAGENTS | 6 | YES
W | IN VITRO DIAGNOSTIC MEDICAL DEVICES | W0105070203 | GRAM+ - GRAM- - FUNGI - MULTIPLEX ASSAYS | 6 | YES
W | IN VITRO DIAGNOSTIC MEDICAL DEVICES | W01050703 | MULTIPLE VIRUSES PANELS | 5 | NO
W | IN VITRO DIAGNOSTIC MEDICAL DEVICES | W0105070301 | HBV / HCV / HIV COMBINATION - MULTIPLEX NA REAGENTS | 6 | YES
W | IN VITRO DIAGNOSTIC MEDICAL DEVICES | W0105070302 | OTHER VIRUS COMBINATIONS - MULTIPLEX NA REAGENTS | 6 | YES
W | IN VITRO DIAGNOSTIC MEDICAL DEVICES | W0105070303 | IMMUNOSUPPRESSED / TRANSPLANTATION MONITORING - MULTIPLEX NA REAGENTS | 6 | YES
W | IN VITRO DIAGNOSTIC MEDICAL DEVICES | W0105070304 | INFLUENZA & PARA INFLUENZA / RESPIRATORY SYNCYTIAL VIRUS (RSV) / SARS-COV - MULTIPLEX NA REAGENTS | 6 | YES
W | IN VITRO DIAGNOSTIC MEDICAL DEVICES | W0105070399 | MULTIPLE VIRUSES - MULTIPLEX ASSAYS - OTHER | 6 | YES
W | IN VITRO DIAGNOSTIC MEDICAL DEVICES | W01050704 | MULTIPLE PARASITES PANELS | 5 | YES
W | IN VITRO DIAGNOSTIC MEDICAL DEVICES | W01050705 | MULTIPLE PANELS FOR INFECTIONS - VARIOUS | 5 | NO
W | IN VITRO DIAGNOSTIC MEDICAL DEVICES | W0105070501 | STIS / STDS (C.TRACHOMATIS, N.GONORRHOEAE ,M.GENITALIUM, T.VAGINALIS, UREAPLASMA SPP….) COMBINATION - MULTIPLEX NA REAGENTS | 6 | YES
W | IN VITRO DIAGNOSTIC MEDICAL DEVICES | W0105070502 | OTHER MULTIPLE INFECTIOUS - MULTIPLEX NA REAGENTS | 6 | YES
W | IN VITRO DIAGNOSTIC MEDICAL DEVICES | W0105070503 | RESPIRATORY TRACT INFECTIONS - MULTIPLEX NA REAGENTS | 6 | YES
W | IN VITRO DIAGNOSTIC MEDICAL DEVICES | W0105070504 | GASTROINTESTINAL INFECTIONS - MULTIPLEX NA REAGENTS | 6 | YES
W | IN VITRO DIAGNOSTIC MEDICAL DEVICES | W0105070505 | MENINGITIS / ENCEPHALITIS INFECTIONS - MULTIPLEX NA REAGENTS | 6 | YES
W | IN VITRO DIAGNOSTIC MEDICAL DEVICES | W0105070506 | TROPICAL FEVER - MULTIPLEX NA REAGENTS | 6 | YES
W | IN VITRO DIAGNOSTIC MEDICAL DEVICES | W0105070507 | TICK BORNE DISEASES - MULTIPLEX NA REAGENTS | 6 | YES
W | IN VITRO DIAGNOSTIC MEDICAL DEVICES | W0105070599 | MULTIPLE INFECTIOUS - MULTIPLEX ASSAYS - OTHER | 6 | YES
W | IN VITRO DIAGNOSTIC MEDICAL DEVICES | W01050799 | MULTIPLE VIRUSES - OTHER | 5 | YES
W | IN VITRO DIAGNOSTIC MEDICAL DEVICES | W010508 | CONTROLS/STANDARDS/CALIBRATORS - (INFECT. IMMUNOLOGY/NAT) | 4 | NO
W | IN VITRO DIAGNOSTIC MEDICAL DEVICES | W01050808 | CONTROLS - INFECT. IMMUNOLOGY | 5 | NO
W | IN VITRO DIAGNOSTIC MEDICAL DEVICES | W0105080801 | BACTERIOLOGY CONTROLS - INF.IMM. | 6 | YES
W | IN VITRO DIAGNOSTIC MEDICAL DEVICES | W0105080802 | HEPATITIS VIRUS CONTROLS - INF.IMM. | 6 | YES
W | IN VITRO DIAGNOSTIC MEDICAL DEVICES | W0105080803 | RETROVIRUS CONTROLS - INF.IMM. | 6 | YES
W | IN VITRO DIAGNOSTIC MEDICAL DEVICES | W0105080804 | OTHER VIROLOGY CONTROLS - INF.IMM. | 6 | YES
W | IN VITRO DIAGNOSTIC MEDICAL DEVICES | W0105080805 | PARASITOLOGY CONTROLS - INF.IMM. | 6 | YES
W | IN VITRO DIAGNOSTIC MEDICAL DEVICES | W0105080806 | MYCOLOGY CONTROLS - INF.IMM. | 6 | YES
W | IN VITRO DIAGNOSTIC MEDICAL DEVICES | W0105080807 | MULTICONSTITUENT CONTROLS - INF.IMM. | 6 | YES
W | IN VITRO DIAGNOSTIC MEDICAL DEVICES | W0105080808 | ALL INFECTIOUS DISEASES CONTROLS - NAT | 6 | YES
W | IN VITRO DIAGNOSTIC MEDICAL DEVICES | W0105080899 | CONTROLS - INF. IMMUNOLOGY - OTHER | 6 | YES
W | IN VITRO DIAGNOSTIC MEDICAL DEVICES | W01050809 | STANDARDS AND CALIBRATORS - INFECT. IMMUNOLOGY/NAT | 5 | NO
W | IN VITRO DIAGNOSTIC MEDICAL DEVICES | W0105080901 | BACTERIOLOGY STANDARDS AND CALIBRATORS - INF.IMM. | 6 | YES
W | IN VITRO DIAGNOSTIC MEDICAL DEVICES | W0105080902 | HEPATITIS VIRUS STANDARDS AND CALIBRATORS - INF.IMM. | 6 | YES
W | IN VITRO DIAGNOSTIC MEDICAL DEVICES | W0105080903 | RETROVIRUS STANDARDS AND CALIBRATORS - INF.IMM. | 6 | YES
W | IN VITRO DIAGNOSTIC MEDICAL DEVICES | W0105080904 | OTHER VIROLOGY STANDARDS AND CALIBRATORS - INF.IMM. | 6 | YES
W | IN VITRO DIAGNOSTIC MEDICAL DEVICES | W0105080905 | PARASITOLOGY STANDARDS AND CALIBRATORS - INF.IMM. | 6 | YES
W | IN VITRO DIAGNOSTIC MEDICAL DEVICES | W0105080906 | MYCOLOGY STANDARDS AND CALIBRATORS - INF.IMM. | 6 | YES
W | IN VITRO DIAGNOSTIC MEDICAL DEVICES | W0105080907 | MULTICONSTITUENT STANDARDS AND CALIBRATORS - INF.IMM. | 6 | YES
W | IN VITRO DIAGNOSTIC MEDICAL DEVICES | W0105080908 | STANDARDS AND CALIBRATORS FOR ALL INFECTIONS/ NAT | 6 | YES
W | IN VITRO DIAGNOSTIC MEDICAL DEVICES | W0105080999 | STANDARDS AND CALIBRATORS - INF. IMMUNOLOGY - OTHER | 6 | YES
W | IN VITRO DIAGNOSTIC MEDICAL DEVICES | W010509 | INFECTIOUS IMMUNOLOGY - RAPID TESTS & POINT OF CARE | 4 | NO
W | IN VITRO DIAGNOSTIC MEDICAL DEVICES | W01050901 | BACTERIOLOGY - RT & POC | 5 | NO
W | IN VITRO DIAGNOSTIC MEDICAL DEVICES | W0105090101 | CHLAMYDIA AG - RT & POC | 6 | YES
W | IN VITRO DIAGNOSTIC MEDICAL DEVICES | W0105090102 | H. PYLORI - RT & POC | 6 | YES
W | IN VITRO DIAGNOSTIC MEDICAL DEVICES | W0105090103 | STREP. A - RT & POC | 6 | YES
W | IN VITRO DIAGNOSTIC MEDICAL DEVICES | W0105090104 | STREP. B - RT & POC | 6 | YES
W | IN VITRO DIAGNOSTIC MEDICAL DEVICES | W0105090105 | SYPHILIS - RT & POC | 6 | YES
W | IN VITRO DIAGNOSTIC MEDICAL DEVICES | W0105090106 | CLOST. DIFF. INCL GDH AND/OR TOXIN A AND B - RT & POC | 6 | YES
W | IN VITRO DIAGNOSTIC MEDICAL DEVICES | W0105090107 | MENINGITIS CAUSITIVE AGENTS - RT & POC | 6 | YES
W | IN VITRO DIAGNOSTIC MEDICAL DEVICES | W0105090108 | LEGIONELLA - RT & POC | 6 | YES
W | IN VITRO DIAGNOSTIC MEDICAL DEVICES | W0105090109 | STREP. PNEUMONIAE - RT & POC | 6 | YES
W | IN VITRO DIAGNOSTIC MEDICAL DEVICES | W0105090199 | BACTERIOLOGY - RT & POC - OTHER | 6 | YES
W | IN VITRO DIAGNOSTIC MEDICAL DEVICES | W01050902 | HEPATITIS VIRUSES - RT & POC | 5 | NO
W | IN VITRO DIAGNOSTIC MEDICAL DEVICES | W0105090201 | HBSAG - RT & POC | 6 | YES
W | IN VITRO DIAGNOSTIC MEDICAL DEVICES | W0105090202 | HCV ANTIBODY -RT & POC | 6 | YES
W | IN VITRO DIAGNOSTIC MEDICAL DEVICES | W0105090299 | HEPATITIS VIRUSES - RT & POC - OTHER | 6 | YES
W | IN VITRO DIAGNOSTIC MEDICAL DEVICES | W01050903 | RETROVIRUSES RT & POC | 5 | NO
W | IN VITRO DIAGNOSTIC MEDICAL DEVICES | W0105090301 | HIV 1 - RT & POC | 6 | YES
W | IN VITRO DIAGNOSTIC MEDICAL DEVICES | W0105090302 | HIV 1 / 2 - RT & POC | 6 | YES
W | IN VITRO DIAGNOSTIC MEDICAL DEVICES | W0105090303 | HIV AG/AB COMBI - RT & POC | 6 | YES
W | IN VITRO DIAGNOSTIC MEDICAL DEVICES | W0105090399 | RETROVIRUSES - RT & POC - OTHER | 6 | YES
W | IN VITRO DIAGNOSTIC MEDICAL DEVICES | W01050904 | PARASITOLOGY RT & POC | 5 | NO
W | IN VITRO DIAGNOSTIC MEDICAL DEVICES | W0105090401 | PLASMODIUM (MALARIA) - RT & POC | 6 | YES
W | IN VITRO DIAGNOSTIC MEDICAL DEVICES | W0105090499 | PARASITES - RT & POC - OTHER | 6 | YES
W | IN VITRO DIAGNOSTIC MEDICAL DEVICES | W01050905 | CORONAVIRUS RT & POC | 5 | NO
W | IN VITRO DIAGNOSTIC MEDICAL DEVICES | W0105090501 | CORONAVIRUS ANTIGEN (AG) - RT & POC | 6 | YES
W | IN VITRO DIAGNOSTIC MEDICAL DEVICES | W0105090502 | CORONAVIRUS ANTIBODY (AB) - RT & POC | 6 | YES
W | IN VITRO DIAGNOSTIC MEDICAL DEVICES | W0105090599 | OTHER CORONAVIRUS - RT & POC | 6 | YES
W | IN VITRO DIAGNOSTIC MEDICAL DEVICES | W01050906 | MULTIPLE PATHOGENS - RT & POC | 5 | NO
W | IN VITRO DIAGNOSTIC MEDICAL DEVICES | W0105090601 | CORONAVIRUS / INFLUENZA - RT & POC | 6 | YES
W | IN VITRO DIAGNOSTIC MEDICAL DEVICES | W0105090699 | OTHER MULTIPLE PATHOGENS - RT & POC | 6 | YES
W | IN VITRO DIAGNOSTIC MEDICAL DEVICES | W01050940 | CONTROLS, STANDARDS AND CALIBRATORS INFECTIOUS IMMUNOLOGY - RT & POC | 5 | NO
W | IN VITRO DIAGNOSTIC MEDICAL DEVICES | W0105094001 | CONTROLS INFECTIOUS IMMUNOLOGY - RT & POC | 6 | YES
W | IN VITRO DIAGNOSTIC MEDICAL DEVICES | W0105094002 | STANDARDS AND CALIBRATORS INFECTIOUS IMMUNOLOGY - RT & POC | 6 | YES
W | IN VITRO DIAGNOSTIC MEDICAL DEVICES | W01050990 | OTHER VIROLOGY RT & POC | 5 | NO
W | IN VITRO DIAGNOSTIC MEDICAL DEVICES | W0105099001 | CMV - RT & POC | 6 | YES
W | IN VITRO DIAGNOSTIC MEDICAL DEVICES | W0105099002 | RSV - RT & POC | 6 | YES
W | IN VITRO DIAGNOSTIC MEDICAL DEVICES | W0105099003 | MONONUCLEOSIS (EBV) - RT & POC | 6 | YES
W | IN VITRO DIAGNOSTIC MEDICAL DEVICES | W0105099004 | INFLUENZA A AND /OR B - RT & POC | 6 | YES
W | IN VITRO DIAGNOSTIC MEDICAL DEVICES | W0105099006 | VZV - RT & POC | 6 | YES
W | IN VITRO DIAGNOSTIC MEDICAL DEVICES | W0105099007 | DENGUE - RT & POC | 6 | YES
W | IN VITRO DIAGNOSTIC MEDICAL DEVICES | W0105099008 | MONKEYPOX VIRUS / MPOX RT & POC | 6 | YES
W | IN VITRO DIAGNOSTIC MEDICAL DEVICES | W0105099099 | VIROLOGY - RT & POC - OTHER | 6 | YES
W | IN VITRO DIAGNOSTIC MEDICAL DEVICES | W010590 | OTHER INFECTIOUS IMMUNOLOGY/NAT | 4 | NO
W | IN VITRO DIAGNOSTIC MEDICAL DEVICES | W01059001 | INFECTIOUS IMMUNOLOGY | 5 | NO
W | IN VITRO DIAGNOSTIC MEDICAL DEVICES | W0105900101 | REAGENTS FOR DNA AND/OR RNA EXTRACTION AND PREPARATION: BACTERIA AND/OR VIRUS | 6 | YES
W | IN VITRO DIAGNOSTIC MEDICAL DEVICES | W0105900102 | REAGENTS FOR DNA AND/OR RNA AMPLIFICATION AND/OR DETECTION: BACTERIA AND/OR VIRUS | 6 | YES
W | IN VITRO DIAGNOSTIC MEDICAL DEVICES | W0105900103 | SUPPLEMENTAL NA REAGENTS | 6 | YES
W | IN VITRO DIAGNOSTIC MEDICAL DEVICES | W01059002 | OTHER INFECTIOUS IMMUNOLOGY REAGENTS | 5 | NO
W | IN VITRO DIAGNOSTIC MEDICAL DEVICES | W0105900201 | BUFFERS (UNASSIGNABLE ), SUPPLEM. REAGENTS, ETC | 6 | YES
W | IN VITRO DIAGNOSTIC MEDICAL DEVICES | W0105900299 | INFECTIOUS IMMUNOLOGY - OTHER | 6 | YES
W | IN VITRO DIAGNOSTIC MEDICAL DEVICES | W0106 | GENETIC TESTING | 3 | NO
W | IN VITRO DIAGNOSTIC MEDICAL DEVICES | W010601 | INBORN GENE OR CHROMOSOME ALTERATIONS | 4 | NO
W | IN VITRO DIAGNOSTIC MEDICAL DEVICES | W01060101 | MONOGENETIC DISORDERS | 5 | NO
W | IN VITRO DIAGNOSTIC MEDICAL DEVICES | W0106010101 | CYSTIC FIBROSIS | 6 | YES
W | IN VITRO DIAGNOSTIC MEDICAL DEVICES | W0106010102 | DUCHENNE MUSCULAR DYSTROPHY | 6 | YES
W | IN VITRO DIAGNOSTIC MEDICAL DEVICES | W0106010103 | FACTOR V LEIDEN | 6 | YES
W | IN VITRO DIAGNOSTIC MEDICAL DEVICES | W0106010104 | FRAGILE X SYNDROME | 6 | YES
W | IN VITRO DIAGNOSTIC MEDICAL DEVICES | W0106010105 | HAEMOCHROMATOSIS | 6 | YES
W | IN VITRO DIAGNOSTIC MEDICAL DEVICES | W0106010106 | HAEMOPHILIA | 6 | YES
W | IN VITRO DIAGNOSTIC MEDICAL DEVICES | W0106010107 | HUNTINGTON CHOREA | 6 | YES
W | IN VITRO DIAGNOSTIC MEDICAL DEVICES | W0106010108 | POLYCYSTIC KIDNEY DISEASE | 6 | YES
W | IN VITRO DIAGNOSTIC MEDICAL DEVICES | W0106010109 | SICKLE CELL ANEMIA | 6 | YES
W | IN VITRO DIAGNOSTIC MEDICAL DEVICES | W0106010110 | TAY SACHS DISEASE | 6 | YES
W | IN VITRO DIAGNOSTIC MEDICAL DEVICES | W0106010111 | THALASSAEMIA | 6 | YES
W | IN VITRO DIAGNOSTIC MEDICAL DEVICES | W0106010112 | FRIEDREICH'S ATAXIA | 6 | YES
W | IN VITRO DIAGNOSTIC MEDICAL DEVICES | W0106010113 | SPINOCEREBELLAR ATAXINS TYPE 1,2,3,6,7,8 | 6 | YES
W | IN VITRO DIAGNOSTIC MEDICAL DEVICES | W0106010114 | PROTHROMBIN MUTATION | 6 | YES
W | IN VITRO DIAGNOSTIC MEDICAL DEVICES | W0106010115 | COMBINED FACTOR II / FACTOR V LEIDEN | 6 | YES
W | IN VITRO DIAGNOSTIC MEDICAL DEVICES | W0106010116 | OTHER THROMBOPHILIA MUTATIONS (PROC, PROS1, MTHFR, SERPINC1, SEPINE1, F11, F12, F13, OTHER F2/F5) | 6 | YES
W | IN VITRO DIAGNOSTIC MEDICAL DEVICES | W0106010117 | OTHER HEMOPHILIA MUTATIONS (VWF, F8, F9) | 6 | YES
W | IN VITRO DIAGNOSTIC MEDICAL DEVICES | W0106010118 | MYOTONIC DYSTROPHY TYPE 1 OR STEINERT'S DISEASE | 6 | YES
W | IN VITRO DIAGNOSTIC MEDICAL DEVICES | W0106010199 | MONOGENETIC DISORDERS TESTS - OTHER | 6 | YES
W | IN VITRO DIAGNOSTIC MEDICAL DEVICES | W01060102 | POLYGENETIC DISORDERS | 5 | NO
W | IN VITRO DIAGNOSTIC MEDICAL DEVICES | W0106010201 | ALZHEIMER'S DISEASE | 6 | YES
W | IN VITRO DIAGNOSTIC MEDICAL DEVICES | W0106010202 | ASTHMA | 6 | YES
W | IN VITRO DIAGNOSTIC MEDICAL DEVICES | W0106010203 | ATHEROSCLEROSIS | 6 | YES
W | IN VITRO DIAGNOSTIC MEDICAL DEVICES | W0106010204 | DIABETES | 6 | YES
W | IN VITRO DIAGNOSTIC MEDICAL DEVICES | W0106010205 | HYPERTENSION | 6 | YES
W | IN VITRO DIAGNOSTIC MEDICAL DEVICES | W0106010206 | MULTIPLE SCLEROSIS | 6 | YES
W | IN VITRO DIAGNOSTIC MEDICAL DEVICES | W0106010207 | OSTEOPOROSIS | 6 | YES
W | IN VITRO DIAGNOSTIC MEDICAL DEVICES | W0106010299 | POLYGENETIC DISORDERS TESTS - OTHER | 6 | YES
W | IN VITRO DIAGNOSTIC MEDICAL DEVICES | W01060103 | CHROMOSOMAL DISORDERS | 5 | NO
W | IN VITRO DIAGNOSTIC MEDICAL DEVICES | W0106010301 | DOWN'S SYNDROME | 6 | YES
W | IN VITRO DIAGNOSTIC MEDICAL DEVICES | W0106010302 | EDWARDS SYNDROME | 6 | YES
W | IN VITRO DIAGNOSTIC MEDICAL DEVICES | W0106010303 | KLINEFELTER SYNDROME | 6 | YES
W | IN VITRO DIAGNOSTIC MEDICAL DEVICES | W0106010304 | PÄTAU SYNDROME | 6 | YES
W | IN VITRO DIAGNOSTIC MEDICAL DEVICES | W0106010305 | TURNER SYNDROME | 6 | YES
W | IN VITRO DIAGNOSTIC MEDICAL DEVICES | W0106010306 | MULTIPLE DETECTION OF CHROMOSOMAL DISORDERS TESTS | 6 | YES
W | IN VITRO DIAGNOSTIC MEDICAL DEVICES | W0106010399 | CHROMOSOMAL DISORDERS TESTS - OTHER | 6 | YES
W | IN VITRO DIAGNOSTIC MEDICAL DEVICES | W01060104 | POLYMORPHISMS | 5 | NO
W | IN VITRO DIAGNOSTIC MEDICAL DEVICES | W0106010401 | HLA-TYPING | 6 | YES
W | IN VITRO DIAGNOSTIC MEDICAL DEVICES | W0106010402 | LACTOSE INTOLERANCE (POLYMORPHISMS) | 6 | YES
W | IN VITRO DIAGNOSTIC MEDICAL DEVICES | W0106010499 | POLYMORPHISM TESTS - OTHER | 6 | YES
W | IN VITRO DIAGNOSTIC MEDICAL DEVICES | W010602 | ACQUIRED GENE OR CHROMOSOME ALTERATIONS | 4 | NO
W | IN VITRO DIAGNOSTIC MEDICAL DEVICES | W01060201 | P53 | 5 | YES
W | IN VITRO DIAGNOSTIC MEDICAL DEVICES | W01060202 | K-RAS | 5 | YES
W | IN VITRO DIAGNOSTIC MEDICAL DEVICES | W01060203 | BRCA 1+2 | 5 | YES
W | IN VITRO DIAGNOSTIC MEDICAL DEVICES | W01060204 | RET | 5 | YES
W | IN VITRO DIAGNOSTIC MEDICAL DEVICES | W01060205 | C-MYC | 5 | YES
W | IN VITRO DIAGNOSTIC MEDICAL DEVICES | W01060206 | HNPCC | 5 | YES
W | IN VITRO DIAGNOSTIC MEDICAL DEVICES | W01060207 | APC | 5 | YES
W | IN VITRO DIAGNOSTIC MEDICAL DEVICES | W01060208 | T (9;22) | 5 | YES
W | IN VITRO DIAGNOSTIC MEDICAL DEVICES | W01060209 | T (8;14) | 5 | YES
W | IN VITRO DIAGNOSTIC MEDICAL DEVICES | W01060210 | T (14;18) | 5 | YES
W | IN VITRO DIAGNOSTIC MEDICAL DEVICES | W01060211 | INV (16) | 5 | YES
W | IN VITRO DIAGNOSTIC MEDICAL DEVICES | W01060212 | TELOMERASE | 5 | YES
W | IN VITRO DIAGNOSTIC MEDICAL DEVICES | W01060213 | HER-2/NEU (BREAST CANCER) | 5 | YES
W | IN VITRO DIAGNOSTIC MEDICAL DEVICES | W01060214 | COLORECTAL CANCER (MSI-H / DMMR) | 5 | YES
W | IN VITRO DIAGNOSTIC MEDICAL DEVICES | W01060215 | BLADDER CANCER DETECTION / MONITORING | 5 | YES
W | IN VITRO DIAGNOSTIC MEDICAL DEVICES | W01060299 | TESTS FOR ACQUIRED GENETIC OR CHROMOSOMAL ALTERATIONS - OTHER | 5 | YES
W | IN VITRO DIAGNOSTIC MEDICAL DEVICES | W010603 | MULTIPLE PARAMETERS - GENETIC TESTING | 4 | NO
W | IN VITRO DIAGNOSTIC MEDICAL DEVICES | W01060301 | PHARMACOGENOMICS | 5 | NO
W | IN VITRO DIAGNOSTIC MEDICAL DEVICES | W0106030101 | CYP 450 - INDIVIDUAL TEST | 6 | YES
W | IN VITRO DIAGNOSTIC MEDICAL DEVICES | W0106030102 | CYP 450 - MULTIPLE TESTS ON MICRO-ARRAYS | 6 | YES
W | IN VITRO DIAGNOSTIC MEDICAL DEVICES | W0106030103 | CYP2C9 | 6 | YES
W | IN VITRO DIAGNOSTIC MEDICAL DEVICES | W0106030104 | CYP2C19 | 6 | YES
W | IN VITRO DIAGNOSTIC MEDICAL DEVICES | W0106030105 | VKORC1 | 6 | YES
W | IN VITRO DIAGNOSTIC MEDICAL DEVICES | W010699 | GENETIC TESTS - OTHER | 4 | YES
W | IN VITRO DIAGNOSTIC MEDICAL DEVICES | W02 | IVD INSTRUMENTS | 2 | NO
W | IN VITRO DIAGNOSTIC MEDICAL DEVICES | W0201 | CHEMISTRY / IMMUNOCHEMISTRY INSTRUMENTS | 3 | NO
W | IN VITRO DIAGNOSTIC MEDICAL DEVICES | W020101 | CHEMISTRY INSTRUMENTS | 4 | NO
W | IN VITRO DIAGNOSTIC MEDICAL DEVICES | W02010101 | CHEMISTRY ANALYSERS | 5 | NO
W | IN VITRO DIAGNOSTIC MEDICAL DEVICES | W0201010101 | CHEMISTRY ANALYSERS - LOW ROUTINE (Random access without ISE mode test/h <= 400) | 6 | YES
W | IN VITRO DIAGNOSTIC MEDICAL DEVICES | W0201010102 | CHEMISTRY ANALYSERS - MODERATE ROUTINE (Random access without ISE mode test/h > 400 and <= 800) | 6 | YES
W | IN VITRO DIAGNOSTIC MEDICAL DEVICES | W0201010103 | CHEMISTRY ANALYSERS - MODERATE TO HIGH ROUTINE (Random access without ISE mode test/h > 800 and <= 1.200) | 6 | YES
W | IN VITRO DIAGNOSTIC MEDICAL DEVICES | W0201010104 | CHEMISTRY ANALYSERS - HIGH ROUTINE (Random access without ISE mode test/h > 1.200) | 6 | YES
W | IN VITRO DIAGNOSTIC MEDICAL DEVICES | W0201010105 | CHEMISTRY ANALYSERS - LOW ROUTINE (with ISE mode test/h <= 400) | 6 | YES
W | IN VITRO DIAGNOSTIC MEDICAL DEVICES | W0201010106 | CHEMISTRY ANALYSERS - MODERATE ROUTINE (with ISE mode test/h > 400 and <= 800) | 6 | YES
W | IN VITRO DIAGNOSTIC MEDICAL DEVICES | W0201010107 | CHEMISTRY ANALYSERS - MODERATE TO HIGH ROUTINE (with ISE mode test/h > 800 and <= 1.200) | 6 | YES
W | IN VITRO DIAGNOSTIC MEDICAL DEVICES | W0201010108 | CHEMISTRY ANALYSERS - HIGH ROUTINE (with ISE mode test/h > 1.200) | 6 | YES
W | IN VITRO DIAGNOSTIC MEDICAL DEVICES | W0201010180 | CHEMISTRY ANALYSERS - HARDWARE ACCESSORIES | 6 | YES
W | IN VITRO DIAGNOSTIC MEDICAL DEVICES | W0201010182 | CHEMISTRY ANALYSERS - SOFTWARE ACCESSORIES | 6 | YES
W | IN VITRO DIAGNOSTIC MEDICAL DEVICES | W0201010185 | CHEMISTRY ANALYSERS - CONSUMABLES | 6 | YES
W | IN VITRO DIAGNOSTIC MEDICAL DEVICES | W0201010192 | CHEMISTRY ANALYSERS - IVD MEDICAL DEVICE SOFTWARE | 6 | YES
W | IN VITRO DIAGNOSTIC MEDICAL DEVICES | W02010102 | LIMITED PANEL CHEMISTRY ANALYSERS | 5 | NO
W | IN VITRO DIAGNOSTIC MEDICAL DEVICES | W0201010201 | URINE ANALYSERS | 6 | NO
W | IN VITRO DIAGNOSTIC MEDICAL DEVICES | W020101020101 | URINE STRIP READERS | 7 | YES
W | IN VITRO DIAGNOSTIC MEDICAL DEVICES | W020101020102 | SEMI-AUTOMATED URINE ANALYSERS | 7 | YES
W | IN VITRO DIAGNOSTIC MEDICAL DEVICES | W020101020103 | AUTOMATED URINE ANALYSERS | 7 | YES
W | IN VITRO DIAGNOSTIC MEDICAL DEVICES | W020101020180 | AUTOMATED URINE ANALYSERS - HARDWARE ACCESSORIES | 7 | YES
W | IN VITRO DIAGNOSTIC MEDICAL DEVICES | W020101020182 | AUTOMATED URINE ANALYSERS - SOFTWARE ACCESSORIES | 7 | YES
W | IN VITRO DIAGNOSTIC MEDICAL DEVICES | W020101020185 | AUTOMATED URINE ANALYSERS - CONSUMABLES | 7 | YES
W | IN VITRO DIAGNOSTIC MEDICAL DEVICES | W020101020192 | AUTOMATED URINE ANALYSERS - IVD MEDICAL DEVICE SOFTWARE | 7 | YES
W | IN VITRO DIAGNOSTIC MEDICAL DEVICES | W0201010202 | URINARY SEDIMENT DEVICES | 6 | YES
W | IN VITRO DIAGNOSTIC MEDICAL DEVICES | W0201010203 | BLOOD-AMMONIA CHECKERS | 6 | YES
W | IN VITRO DIAGNOSTIC MEDICAL DEVICES | W0201010280 | LIMITED PANEL CHEMISTRY ANALYSERS - HARDWARE ACCESSORIES | 6 | YES
W | IN VITRO DIAGNOSTIC MEDICAL DEVICES | W0201010282 | LIMITED PANEL CHEMISTRY ANALYSERS - SOFTWARE ACCESSORIES | 6 | YES
W | IN VITRO DIAGNOSTIC MEDICAL DEVICES | W0201010285 | LIMITED PANEL CHEMISTRY ANALYSERS - CONSUMABLES | 6 | YES
W | IN VITRO DIAGNOSTIC MEDICAL DEVICES | W0201010292 | LIMITED PANEL CHEMISTRY ANALYSERS - IVD MEDICAL DEVICE SOFTWARE | 6 | YES
W | IN VITRO DIAGNOSTIC MEDICAL DEVICES | W0201010299 | LIMITED PANEL CHEMISTRY ANALYSERS - OTHER | 6 | YES
W | IN VITRO DIAGNOSTIC MEDICAL DEVICES | W02010199 | CHEMISTRY INSTRUMENTS - OTHER | 5 | YES
W | IN VITRO DIAGNOSTIC MEDICAL DEVICES | W020102 | IMMUNOCHEMISTRY INSTRUMENTS | 4 | NO
W | IN VITRO DIAGNOSTIC MEDICAL DEVICES | W02010201 | AUTOMATED IMMUNOCHEMISTRY ANALYSERS | 5 | NO
W | IN VITRO DIAGNOSTIC MEDICAL DEVICES | W0201020101 | AUTOMATED IMMUNOCHEMISTRY ANALYSERS - LOW ROUTINE (Throughput <= 100 test/h) | 6 | YES
W | IN VITRO DIAGNOSTIC MEDICAL DEVICES | W0201020102 | AUTOMATED IMMUNOCHEMISTRY ANALYSERS - MODERATE ROUTINE (Throughput > 100 and <= 250 test/h) | 6 | YES
W | IN VITRO DIAGNOSTIC MEDICAL DEVICES | W0201020103 | AUTOMATED IMMUNOCHEMISTRY ANALYSERS - MODERATE TO HIGH ROUTINE (Throughput > 250 and <= 700 test/h) | 6 | YES
W | IN VITRO DIAGNOSTIC MEDICAL DEVICES | W0201020104 | AUTOMATED IMMUNOCHEMISTRY ANALYSERS - HIGH ROUTINE (Throughput > 700 test/h) | 6 | YES
W | IN VITRO DIAGNOSTIC MEDICAL DEVICES | W0201020180 | AUTOMATED IMMUNOCHEMISTRY ANALYSERS - HARDWARE ACCESSORIES | 6 | YES
W | IN VITRO DIAGNOSTIC MEDICAL DEVICES | W0201020182 | AUTOMATED IMMUNOCHEMISTRY ANALYSERS - SOFTWARE ACCESSORIES | 6 | YES
W | IN VITRO DIAGNOSTIC MEDICAL DEVICES | W0201020185 | AUTOMATED IMMUNOCHEMISTRY ANALYSERS - CONSUMABLES | 6 | YES
W | IN VITRO DIAGNOSTIC MEDICAL DEVICES | W0201020192 | AUTOMATED IMMUNOCHEMISTRY ANALYSERS - IVD MEDICAL DEVICE SOFTWARE | 6 | YES
W | IN VITRO DIAGNOSTIC MEDICAL DEVICES | W02010202 | LIMITED PANEL IMMUNOCHEMISTRY ANALYSERS | 5 | NO
W | IN VITRO DIAGNOSTIC MEDICAL DEVICES | W0201020201 | IMMUNOCHEMISTRY READERS | 6 | YES
W | IN VITRO DIAGNOSTIC MEDICAL DEVICES | W0201020202 | BETA PARTICLES COUNTERS | 6 | YES
W | IN VITRO DIAGNOSTIC MEDICAL DEVICES | W0201020203 | GAMMA COUNTERS | 6 | YES
W | IN VITRO DIAGNOSTIC MEDICAL DEVICES | W0201020204 | NEPHELOMETERS | 6 | YES
W | IN VITRO DIAGNOSTIC MEDICAL DEVICES | W0201020205 | TURBIDIMETERS | 6 | YES
W | IN VITRO DIAGNOSTIC MEDICAL DEVICES | W0201020280 | LIMITED PANEL IMMUNOCHEMISTRY ANALYSERS - HARDWARE ACCESSORIES | 6 | YES
W | IN VITRO DIAGNOSTIC MEDICAL DEVICES | W0201020282 | LIMITED PANEL IMMUNOCHEMISTRY ANALYSERS - SOFTWARE ACCESSORIES | 6 | YES
W | IN VITRO DIAGNOSTIC MEDICAL DEVICES | W0201020285 | LIMITED PANEL IMMUNOCHEMISTRY ANALYSERS - CONSUMABLES | 6 | YES
W | IN VITRO DIAGNOSTIC MEDICAL DEVICES | W0201020292 | LIMITED PANEL IMMUNOCHEMISTRY ANALYSERS - IVD MEDICAL DEVICE SOFTWARE | 6 | YES
W | IN VITRO DIAGNOSTIC MEDICAL DEVICES | W0201020299 | LIMITED PANEL IMMUNOCHEMISTRY ANALYSERS - OTHER | 6 | YES
W | IN VITRO DIAGNOSTIC MEDICAL DEVICES | W02010299 | IMMUNOCHEMISTRY INSTRUMENTS - OTHER | 5 | YES
W | IN VITRO DIAGNOSTIC MEDICAL DEVICES | W020103 | INTEGRATED / MODULAR CHEMISTRY / IMMUNOCHEMISTRY INSTRUMENTS | 4 | NO
W | IN VITRO DIAGNOSTIC MEDICAL DEVICES | W02010301 | MIXED PANEL MULTIPARAMETER ANALYSERS | 5 | NO
W | IN VITRO DIAGNOSTIC MEDICAL DEVICES | W0201030101 | MIXED PANEL MULTIPARAMETER ANALYSERS - LOW ROUTINE (Throughput <= 800 test/h) | 6 | YES
W | IN VITRO DIAGNOSTIC MEDICAL DEVICES | W0201030102 | MIXED PANEL MULTIPARAMETER ANALYSERS - MODERATE ROUTINE (Throughput > 800 and <= 2000 test/h) | 6 | YES
W | IN VITRO DIAGNOSTIC MEDICAL DEVICES | W0201030103 | MIXED PANEL MULTIPARAMETER ANALYSERS - HIGH ROUTINE (Throughput > 2000 test/h) | 6 | YES
W | IN VITRO DIAGNOSTIC MEDICAL DEVICES | W0201030180 | MIXED PANEL MULTIPARAMETER ANALYSERS - HARDWARE ACCESSORIES | 6 | YES
W | IN VITRO DIAGNOSTIC MEDICAL DEVICES | W0201030182 | MIXED PANEL MULTIPARAMETER ANALYSERS - SOFTWARE ACCESSORIES | 6 | YES
W | IN VITRO DIAGNOSTIC MEDICAL DEVICES | W0201030185 | MIXED PANEL MULTIPARAMETER ANALYSERS - CONSUMABLES | 6 | YES
W | IN VITRO DIAGNOSTIC MEDICAL DEVICES | W0201030192 | MIXED PANEL MULTIPARAMETER ANALYSERS - IVD MEDICAL DEVICE SOFTWARE | 6 | YES
W | IN VITRO DIAGNOSTIC MEDICAL DEVICES | W02010399 | INTEGRATED / MODULAR CHEMISTRY / IMMUNOCHEMISTRY INSTRUMENTS - OTHER | 5 | YES
W | IN VITRO DIAGNOSTIC MEDICAL DEVICES | W020104 | BLOOD GAS ANALYSIS / ELECTROLYTE INSTRUMENTS | 4 | NO
W | IN VITRO DIAGNOSTIC MEDICAL DEVICES | W02010401 | BLOOD GAS ANALYSERS | 5 | NO
W | IN VITRO DIAGNOSTIC MEDICAL DEVICES | W0201040101 | BLOOD GAS ANALYSERS - WITH CLASSIC PROFILE (pH, pO2, pCO2, HCT + electrolytes) | 6 | YES
W | IN VITRO DIAGNOSTIC MEDICAL DEVICES | W0201040102 | BLOOD GAS ANALYSERS - WITH ADDITIONAL PARAMETERS (pH, pO2, pCO2, Hct + metabolites + electrolytes, CO-oximeter parameters and coagulation parameters) | 6 | YES
W | IN VITRO DIAGNOSTIC MEDICAL DEVICES | W0201040180 | BLOOD GAS ANALYSERS - HARDWARE ACCESSORIES | 6 | YES
W | IN VITRO DIAGNOSTIC MEDICAL DEVICES | W0201040182 | BLOOD GAS ANALYSERS - SOFTWARE ACCESSORIES | 6 | YES
W | IN VITRO DIAGNOSTIC MEDICAL DEVICES | W0201040185 | BLOOD GAS ANALYSERS - CONSUMABLES | 6 | YES
W | IN VITRO DIAGNOSTIC MEDICAL DEVICES | W0201040192 | BLOOD GAS ANALYSERS - IVD MEDICAL DEVICE SOFTWARE | 6 | YES
W | IN VITRO DIAGNOSTIC MEDICAL DEVICES | W02010402 | LIMITED PANEL ANALYSERS FOR BLOOD GAS ANALYSIS / ELECTROLYTES | 5 | NO
W | IN VITRO DIAGNOSTIC MEDICAL DEVICES | W0201040201 | ION SELECTIVE ELECTROLYTE ANALYSERS | 6 | YES
W | IN VITRO DIAGNOSTIC MEDICAL DEVICES | W0201040202 | FLAME PHOTOMETERS | 6 | YES
W | IN VITRO DIAGNOSTIC MEDICAL DEVICES | W0201040203 | CHLORIDE ANALYSERS | 6 | YES
W | IN VITRO DIAGNOSTIC MEDICAL DEVICES | W0201040280 | LIMITED PANEL ANALYSERS FOR BLOOD GAS ANALYSIS / ELECTROLYTE - HARDWARE ACCESSORIES | 6 | YES
W | IN VITRO DIAGNOSTIC MEDICAL DEVICES | W0201040282 | LIMITED PANEL ANALYSERS FOR BLOOD GAS ANALYSIS / ELECTROLYTES - SOFTWARE ACCESSORIES | 6 | YES
W | IN VITRO DIAGNOSTIC MEDICAL DEVICES | W0201040285 | LIMITED PANEL ANALYSERS FOR BLOOD GAS ANALYSIS / ELECTROLYTES - CONSUMABLES | 6 | YES
W | IN VITRO DIAGNOSTIC MEDICAL DEVICES | W0201040292 | LIMITED PANEL ANALYSERS FOR BLOOD GAS ANALYSIS / ELECTROLYTES - IVD MEDICAL DEVICE SOFTWARE | 6 | YES
W | IN VITRO DIAGNOSTIC MEDICAL DEVICES | W0201040299 | LIMITED PANEL ANALYSERS FOR BLOOD GAS ANALYSIS / ELECTROLYTES - OTHER | 6 | YES
W | IN VITRO DIAGNOSTIC MEDICAL DEVICES | W02010499 | BLOOD GAS ANALYSIS / ELECTROLYTE INSTRUMENTS - OTHER | 5 | YES
W | IN VITRO DIAGNOSTIC MEDICAL DEVICES | W020105 | ELECTROPHORESIS / CHROMATOGRAPHY INSTRUMENTS | 4 | NO
W | IN VITRO DIAGNOSTIC MEDICAL DEVICES | W02010501 | ELECTROPHORESIS INSTRUMENTS | 5 | NO
W | IN VITRO DIAGNOSTIC MEDICAL DEVICES | W0201050101 | AUTOMATED ELECTROPHORESIS SYSTEMS | 6 | YES
W | IN VITRO DIAGNOSTIC MEDICAL DEVICES | W0201050102 | LIMITED PANEL ELECTROPHORESIS ANALYSERS | 6 | NO
W | IN VITRO DIAGNOSTIC MEDICAL DEVICES | W020105010201 | SEMI-AUTOMATED ELECTROPHORESIS SYSTEMS | 7 | YES
W | IN VITRO DIAGNOSTIC MEDICAL DEVICES | W020105010202 | CAPILLARY ELECTROPHORESIS SYSTEMS | 7 | YES
W | IN VITRO DIAGNOSTIC MEDICAL DEVICES | W020105010203 | DENSITOMETERS | 7 | YES
W | IN VITRO DIAGNOSTIC MEDICAL DEVICES | W020105010280 | LIMITED PANEL ELECTROPHORESIS ANALYSERS - HARDWARE ACCESSORIES | 7 | YES
W | IN VITRO DIAGNOSTIC MEDICAL DEVICES | W020105010282 | LIMITED PANEL ELECTROPHORESIS ANALYSERS - SOFTWARE ACCESSORIES | 7 | YES
W | IN VITRO DIAGNOSTIC MEDICAL DEVICES | W020105010285 | LIMITED PANEL ELECTROPHORESIS ANALYSERS - CONSUMABLES | 7 | YES
W | IN VITRO DIAGNOSTIC MEDICAL DEVICES | W020105010292 | LIMITED PANEL ELECTROPHORESIS ANALYSERS - IVD MEDICAL DEVICE SOFTWARE | 7 | YES
W | IN VITRO DIAGNOSTIC MEDICAL DEVICES | W020105010299 | LIMITED PANEL ELECTROPHORESIS ANALYSERS - OTHER | 7 | YES
W | IN VITRO DIAGNOSTIC MEDICAL DEVICES | W0201050190 | VARIOUS ELECTROPHORESIS INSTRUMENTS | 6 | NO
W | IN VITRO DIAGNOSTIC MEDICAL DEVICES | W020105019001 | ELECTROPHORETIC GEL PROCESSORS | 7 | YES
W | IN VITRO DIAGNOSTIC MEDICAL DEVICES | W020105019002 | GEL DOCUMENTATION SYSTEMS | 7 | YES
W | IN VITRO DIAGNOSTIC MEDICAL DEVICES | W020105019080 | VARIOUS ELECTROPHORESIS INSTRUMENTS - HARDWARE ACCESSORIES | 7 | YES
W | IN VITRO DIAGNOSTIC MEDICAL DEVICES | W020105019082 | VARIOUS ELECTROPHORESIS INSTRUMENTS - SOFTWARE ACCESSORIES | 7 | YES
W | IN VITRO DIAGNOSTIC MEDICAL DEVICES | W020105019085 | VARIOUS ELECTROPHORESIS INSTRUMENTS - CONSUMABLES | 7 | YES
W | IN VITRO DIAGNOSTIC MEDICAL DEVICES | W020105019092 | VARIOUS ELECTROPHORESIS INSTRUMENTS - IVD MEDICAL DEVICE SOFTWARE | 7 | YES
W | IN VITRO DIAGNOSTIC MEDICAL DEVICES | W020105019099 | VARIOUS ELECTROPHORESIS INSTRUMENTS - OTHER | 7 | YES
W | IN VITRO DIAGNOSTIC MEDICAL DEVICES | W02010502 | CHROMATOGRAPHY INSTRUMENTS (HPLC) | 5 | NO
W | IN VITRO DIAGNOSTIC MEDICAL DEVICES | W0201050201 | HIGH PERFORMANCE LIQUID CHROMATOGRAPHY SYSTEMS | 6 | YES
W | IN VITRO DIAGNOSTIC MEDICAL DEVICES | W0201050280 | HIGH PERFORMANCE LIQUID CHROMATOGRAPHY SYSTEMS - HARDWARE ACCESSORIES | 6 | YES
W | IN VITRO DIAGNOSTIC MEDICAL DEVICES | W0201050282 | HIGH PERFORMANCE LIQUID CHROMATOGRAPHY SYSTEMS - SOFTWARE ACCESSORIES | 6 | YES
W | IN VITRO DIAGNOSTIC MEDICAL DEVICES | W0201050285 | HIGH PERFORMANCE LIQUID CHROMATOGRAPHY SYSTEMS - CONSUMABLES | 6 | YES
W | IN VITRO DIAGNOSTIC MEDICAL DEVICES | W0201050292 | HIGH PERFORMANCE LIQUID CHROMATOGRAPHY SYSTEMS - IVD MEDICAL DEVICE SOFTWARE | 6 | YES
W | IN VITRO DIAGNOSTIC MEDICAL DEVICES | W0201050299 | HIGH PERFORMANCE LIQUID CHROMATOGRAPHY SYSTEMS - OTHER | 6 | YES
W | IN VITRO DIAGNOSTIC MEDICAL DEVICES | W020106 | CHEMISTRY / IMMUNOCHEMISTRY RAPID TESTS + POC TESTS | 4 | NO
W | IN VITRO DIAGNOSTIC MEDICAL DEVICES | W02010601 | DIABETES MONITORING | 5 | NO
W | IN VITRO DIAGNOSTIC MEDICAL DEVICES | W0201060101 | GLYCOSILATED HEMOGLOBIN DEVICES | 6 | YES
W | IN VITRO DIAGNOSTIC MEDICAL DEVICES | W0201060102 | BLOOD GLUCOSE METERS | 6 | YES
W | IN VITRO DIAGNOSTIC MEDICAL DEVICES | W0201060190 | VARIOUS DIABETES MONITORING INSTRUMENTS | 6 | NO
W | IN VITRO DIAGNOSTIC MEDICAL DEVICES | W020106019080 | VARIOUS DIABETES MONITORING INSTRUMENTS - HARDWARE ACCESSORIES | 7 | YES
W | IN VITRO DIAGNOSTIC MEDICAL DEVICES | W020106019082 | VARIOUS DIABETES MONITORING INSTRUMENTS - SOFTWARE ACCESSORIES | 7 | YES
W | IN VITRO DIAGNOSTIC MEDICAL DEVICES | W020106019085 | VARIOUS DIABETES MONITORING INSTRUMENTS - CONSUMABLES | 7 | YES
W | IN VITRO DIAGNOSTIC MEDICAL DEVICES | W020106019092 | VARIOUS DIABETES MONITORING INSTRUMENTS - IVD MEDICAL DEVICE SOFTWARE | 7 | YES
W | IN VITRO DIAGNOSTIC MEDICAL DEVICES | W020106019099 | VARIOUS DIABETES MONITORING INSTRUMENTS - OTHER | 7 | YES
W | IN VITRO DIAGNOSTIC MEDICAL DEVICES | W02010690 | VARIOUS RAPID TEST CHEMISTRY / IMMUNOCHEMISTRY INSTRUMENTS ("POINT OF CARE" AND/OR EMERGENCY) | 5 | NO
W | IN VITRO DIAGNOSTIC MEDICAL DEVICES | W0201069001 | CARDIAC MARKER PORTABLE ANALYSERS | 6 | YES
W | IN VITRO DIAGNOSTIC MEDICAL DEVICES | W0201069002 | BLOOD GAS PORTABLE ANALYSERS | 6 | YES
W | IN VITRO DIAGNOSTIC MEDICAL DEVICES | W0201069003 | ALCOHOL ANALYSERS | 6 | YES
W | IN VITRO DIAGNOSTIC MEDICAL DEVICES | W0201069004 | BILIRUBINOMETERS | 6 | YES
W | IN VITRO DIAGNOSTIC MEDICAL DEVICES | W0201069005 | HEMOXIMETERS | 6 | YES
W | IN VITRO DIAGNOSTIC MEDICAL DEVICES | W0201069080 | VARIOUS RAPID TEST CHEMISTRY / IMMUNOCHEMISTRY INSTRUMENTS - HARDWARE ACCESSORIES | 6 | YES
W | IN VITRO DIAGNOSTIC MEDICAL DEVICES | W0201069082 | VARIOUS RAPID TEST CHEMISTRY / IMMUNOCHEMISTRY INSTRUMENTS - SOFTWARE ACCESSORIES | 6 | YES
W | IN VITRO DIAGNOSTIC MEDICAL DEVICES | W0201069085 | VARIOUS RAPID TEST CHEMISTRY / IMMUNOCHEMISTRY INSTRUMENTS - CONSUMABLES | 6 | YES
W | IN VITRO DIAGNOSTIC MEDICAL DEVICES | W0201069092 | VARIOUS RAPID TEST CHEMISTRY / IMMUNOCHEMISTRY INSTRUMENTS - IVD MEDICAL DEVICE SOFTWARE | 6 | YES
W | IN VITRO DIAGNOSTIC MEDICAL DEVICES | W0201069099 | VARIOUS RAPID TEST CHEMISTRY / IMMUNOCHEMISTRY INSTRUMENTS - OTHER | 6 | YES
W | IN VITRO DIAGNOSTIC MEDICAL DEVICES | W020107 | URINALYSIS (UR) - LABORATORY ANALYSERS | 4 | NO
W | IN VITRO DIAGNOSTIC MEDICAL DEVICES | W02010701 | URINALYSIS (UR) - LABORATORY ANALYSERS- INSTRUMENTS | 5 | YES
W | IN VITRO DIAGNOSTIC MEDICAL DEVICES | W02010780 | URINALYSIS (UR) - LABORATORY ANALYSERS - HARDWARE ACCESSORIES | 5 | YES
W | IN VITRO DIAGNOSTIC MEDICAL DEVICES | W02010782 | URINALYSIS (UR) - LABORATORY ANALYSERS - SOFTWARE ACCESSORIES | 5 | YES
W | IN VITRO DIAGNOSTIC MEDICAL DEVICES | W02010785 | URINALYSIS (UR) - LABORATORY ANALYSERS - CONSUMABLES | 5 | YES
W | IN VITRO DIAGNOSTIC MEDICAL DEVICES | W02010792 | URINALYSIS (UR) - LABORATORY ANALYSERS- IVD MEDICAL DEVICE SOFTWARE | 5 | YES
W | IN VITRO DIAGNOSTIC MEDICAL DEVICES | W0202 | HEMATOLOGY / HISTOLOGY / CYTOLOGY INSTRUMENTS | 3 | NO
W | IN VITRO DIAGNOSTIC MEDICAL DEVICES | W020201 | HAEMATOLOGY / CELL COUNTING | 4 | NO
W | IN VITRO DIAGNOSTIC MEDICAL DEVICES | W02020101 | AUTOMATED 5 PART DIFFERENTIAL HEMATOLOGY ANALYSERS | 5 | NO
W | IN VITRO DIAGNOSTIC MEDICAL DEVICES | W0202010101 | AUTOMATED WHOLE BLOOD HEMATOLOGY ANALYSERS - LOW ROUTINE (Throughput <= 100 samples/hr) | 6 | YES
W | IN VITRO DIAGNOSTIC MEDICAL DEVICES | W0202010102 | AUTOMATED WHOLE BLOOD HEMATOLOGY ANALYSERS - MODERATE ROUTINE (Throughput > 100 and <= 120 samples/hr) | 6 | YES
W | IN VITRO DIAGNOSTIC MEDICAL DEVICES | W0202010103 | AUTOMATED WHOLE BLOOD HEMATOLOGY ANALYSERS - HIGH ROUTINE (Throughput > 120 samples/hr) | 6 | YES
W | IN VITRO DIAGNOSTIC MEDICAL DEVICES | W0202010180 | AUTOMATED WHOLE BLOOD HEMATOLOGY ANALYSERS - HARDWARE ACCESSORIES | 6 | YES
W | IN VITRO DIAGNOSTIC MEDICAL DEVICES | W0202010182 | AUTOMATED WHOLE BLOOD HEMATOLOGY ANALYSERS - SOFTWARE ACCESSORIES | 6 | YES
W | IN VITRO DIAGNOSTIC MEDICAL DEVICES | W0202010185 | AUTOMATED WHOLE BLOOD HEMATOLOGY ANALYSERS - CONSUMABLES | 6 | YES
W | IN VITRO DIAGNOSTIC MEDICAL DEVICES | W0202010192 | AUTOMATED WHOLE BLOOD HEMATOLOGY ANALYSERS - IVD MEDICAL DEVICE SOFTWARE | 6 | YES
W | IN VITRO DIAGNOSTIC MEDICAL DEVICES | W02020102 | LIMITED PANEL CELL COUNTING ANALYSERS | 5 | NO
W | IN VITRO DIAGNOSTIC MEDICAL DEVICES | W0202010201 | AUTOMATED 3 PART HEMATOLOGY ANALYSERS | 6 | YES
W | IN VITRO DIAGNOSTIC MEDICAL DEVICES | W0202010202 | SEMI-AUTOMATED HEMATOLOGY ANALYSERS | 6 | YES
W | IN VITRO DIAGNOSTIC MEDICAL DEVICES | W0202010280 | LIMITED PANEL CELL COUNTING ANALYSERS - HARDWARE ACCESSORIES | 6 | YES
W | IN VITRO DIAGNOSTIC MEDICAL DEVICES | W0202010282 | LIMITED PANEL CELL COUNTING ANALYSERS - SOFTWARE ACCESSORIES | 6 | YES
W | IN VITRO DIAGNOSTIC MEDICAL DEVICES | W0202010285 | LIMITED PANEL CELL COUNTING ANALYSERS - CONSUMABLES | 6 | YES
W | IN VITRO DIAGNOSTIC MEDICAL DEVICES | W0202010292 | LIMITED PANEL CELL COUNTING ANALYSERS - IVD MEDICAL DEVICE SOFTWARE | 6 | YES
W | IN VITRO DIAGNOSTIC MEDICAL DEVICES | W0202010299 | LIMITED PANEL CELL COUNTING ANALYSERS - OTHER | 6 | YES
W | IN VITRO DIAGNOSTIC MEDICAL DEVICES | W02020199 | CELL COUNTING INSTRUMENTS - OTHER | 5 | YES
W | IN VITRO DIAGNOSTIC MEDICAL DEVICES | W020202 | HEMOSTASIS | 4 | NO
W | IN VITRO DIAGNOSTIC MEDICAL DEVICES | W02020201 | COAGULOMETERS | 5 | NO
W | IN VITRO DIAGNOSTIC MEDICAL DEVICES | W0202020101 | SEMI-AUTOMATED COAGULOMETERS | 6 | YES
W | IN VITRO DIAGNOSTIC MEDICAL DEVICES | W0202020102 | AUTOMATED COAGULOMETERS | 6 | YES
W | IN VITRO DIAGNOSTIC MEDICAL DEVICES | W0202020180 | COAGULOMETERS - HARDWARE ACCESSORIES | 6 | YES
W | IN VITRO DIAGNOSTIC MEDICAL DEVICES | W0202020182 | COAGULOMETERS - SOFTWARE ACCESSORIES | 6 | YES
W | IN VITRO DIAGNOSTIC MEDICAL DEVICES | W0202020185 | COAGULOMETERS - CONSUMABLES | 6 | YES
W | IN VITRO DIAGNOSTIC MEDICAL DEVICES | W0202020192 | COAGULOMETERS - IVD MEDICAL DEVICE SOFTWARE | 6 | YES
W | IN VITRO DIAGNOSTIC MEDICAL DEVICES | W02020290 | VARIOUS HEMOSTASIS INSTRUMENTS | 5 | NO
W | IN VITRO DIAGNOSTIC MEDICAL DEVICES | W0202029001 | THROMBELASTOGRAPHS | 6 | YES
W | IN VITRO DIAGNOSTIC MEDICAL DEVICES | W0202029080 | VARIOUS HEMOSTASIS INSTRUMENTS - HARDWARE ACCESSORIES | 6 | YES
W | IN VITRO DIAGNOSTIC MEDICAL DEVICES | W0202029082 | VARIOUS HEMOSTASIS INSTRUMENTS - SOFTWARE ACCESSORIES | 6 | YES
W | IN VITRO DIAGNOSTIC MEDICAL DEVICES | W0202029085 | VARIOUS HEMOSTASIS INSTRUMENTS - CONSUMABLES | 6 | YES
W | IN VITRO DIAGNOSTIC MEDICAL DEVICES | W0202029092 | VARIOUS HEMOSTASIS INSTRUMENTS - IVD MEDICAL DEVICE SOFTWARE | 6 | YES
W | IN VITRO DIAGNOSTIC MEDICAL DEVICES | W0202029099 | VARIOUS HEMOSTASIS INSTRUMENTS - OTHER | 6 | YES
W | IN VITRO DIAGNOSTIC MEDICAL DEVICES | W020203 | BLOOD GROUPING INSTRUMENTS | 4 | NO
W | IN VITRO DIAGNOSTIC MEDICAL DEVICES | W02020301 | BLOOD GROUPING ANALYSERS | 5 | NO
W | IN VITRO DIAGNOSTIC MEDICAL DEVICES | W0202030101 | BLOOD GROUPING ANALYSERS - MANUAL OR SEMI-AUTOMATED | 6 | YES
W | IN VITRO DIAGNOSTIC MEDICAL DEVICES | W0202030102 | AUTOMATED BLOOD GROUPING ANALYSERS | 6 | YES
W | IN VITRO DIAGNOSTIC MEDICAL DEVICES | W0202030180 | BLOOD GROUPING ANALYSERS - HARDWARE ACCESSORIES | 6 | YES
W | IN VITRO DIAGNOSTIC MEDICAL DEVICES | W0202030182 | BLOOD GROUPING ANALYSERS - SOFTWARE ACCESSORIES | 6 | YES
W | IN VITRO DIAGNOSTIC MEDICAL DEVICES | W0202030185 | BLOOD GROUPING ANALYSERS - CONSUMABLES | 6 | YES
W | IN VITRO DIAGNOSTIC MEDICAL DEVICES | W0202030192 | BLOOD GROUPING ANALYSERS - IVD MEDICAL DEVICE SOFTWARE | 6 | YES
W | IN VITRO DIAGNOSTIC MEDICAL DEVICES | W02020302 | LIMITED PANEL BLOOD GROUPING ANALYSERS | 5 | NO
W | IN VITRO DIAGNOSTIC MEDICAL DEVICES | W0202030201 | IMMUNOHEMATOLOGY READERS | 6 | YES
W | IN VITRO DIAGNOSTIC MEDICAL DEVICES | W0202030202 | TRANSILLUMINATORS | 6 | YES
W | IN VITRO DIAGNOSTIC MEDICAL DEVICES | W0202030203 | LIMITED PANEL BLOOD GROUPING ANALYSERS - OTHER | 6 | YES
W | IN VITRO DIAGNOSTIC MEDICAL DEVICES | W0202030280 | LIMITED PANEL BLOOD GROUPING ANALYSERS - HARDWARE ACCESSORIES | 6 | YES
W | IN VITRO DIAGNOSTIC MEDICAL DEVICES | W0202030282 | LIMITED PANEL BLOOD GROUPING ANALYSERS - SOFTWARE ACCESSORIES | 6 | YES
W | IN VITRO DIAGNOSTIC MEDICAL DEVICES | W0202030285 | LIMITED PANEL BLOOD GROUPING ANALYSERS - CONSUMABLES | 6 | YES
W | IN VITRO DIAGNOSTIC MEDICAL DEVICES | W0202030292 | LIMITED PANEL BLOOD GROUPING ANALYSERS - IVD MEDICAL DEVICE SOFTWARE | 6 | YES
W | IN VITRO DIAGNOSTIC MEDICAL DEVICES | W02020399 | BLOOD GROUPING INSTRUMENTS - OTHER | 5 | YES
W | IN VITRO DIAGNOSTIC MEDICAL DEVICES | W020204 | FLOW CYTOMETRY INSTRUMENTS | 4 | NO
W | IN VITRO DIAGNOSTIC MEDICAL DEVICES | W02020401 | CYTOFLOWMETERS | 5 | NO
W | IN VITRO DIAGNOSTIC MEDICAL DEVICES | W0202040101 | CYTOFLOWMETERS - LOW ROUTINE | 6 | YES
W | IN VITRO DIAGNOSTIC MEDICAL DEVICES | W0202040102 | CYTOFLOWMETERS - MODERATE ROUTINE | 6 | YES
W | IN VITRO DIAGNOSTIC MEDICAL DEVICES | W0202040103 | CYTOFLOWMETERS - HIGH ROUTINE | 6 | YES
W | IN VITRO DIAGNOSTIC MEDICAL DEVICES | W0202040180 | CYTOFLOWMETERS - HARDWARE ACCESSORIES | 6 | YES
W | IN VITRO DIAGNOSTIC MEDICAL DEVICES | W0202040182 | CYTOFLOWMETERS - SOFTWARE ACCESSORIES | 6 | YES
W | IN VITRO DIAGNOSTIC MEDICAL DEVICES | W0202040185 | CYTOFLOWMETERS - CONSUMABLES | 6 | YES
W | IN VITRO DIAGNOSTIC MEDICAL DEVICES | W0202040192 | CYTOFLOWMETERS - IVD MEDICAL DEVICE SOFTWARE | 6 | YES
W | IN VITRO DIAGNOSTIC MEDICAL DEVICES | W02020499 | FLOW CYTOMETRY INSTRUMENTS - OTHER | 5 | YES
W | IN VITRO DIAGNOSTIC MEDICAL DEVICES | W020205 | HISTOLOGY / CYTOLOGY | 4 | NO
W | IN VITRO DIAGNOSTIC MEDICAL DEVICES | W02020501 | HISTOLOGICAL SAMPLES ANALYSERS | 5 | YES
W | IN VITRO DIAGNOSTIC MEDICAL DEVICES | W02020502 | CERVICAL SCREENING SYSTEMS | 5 | YES
W | IN VITRO DIAGNOSTIC MEDICAL DEVICES | W02020503 | LABORATORY INSTRUMENTS FOR MICROSCOPIC INVESTIGATIONS | 5 | NO
W | IN VITRO DIAGNOSTIC MEDICAL DEVICES | W0202050301 | ELECTRON MICROSCOPES | 6 | YES
W | IN VITRO DIAGNOSTIC MEDICAL DEVICES | W0202050302 | LASER SCANNING MICROSCOPES | 6 | YES
W | IN VITRO DIAGNOSTIC MEDICAL DEVICES | W0202050303 | OPTICAL LABORATORY MICROSCOPES | 6 | YES
W | IN VITRO DIAGNOSTIC MEDICAL DEVICES | W0202050304 | DIGITAL LABORATORY MICROSCOPES | 6 | YES
W | IN VITRO DIAGNOSTIC MEDICAL DEVICES | W0202050380 | LABORATORY INSTRUMENTS FOR MICROSCOPIC INVESTIGATIONS - HARDWARE ACCESSORIES | 6 | YES
W | IN VITRO DIAGNOSTIC MEDICAL DEVICES | W0202050382 | LABORATORY INSTRUMENTS FOR MICROSCOPIC INVESTIGATIONS - SOFTWARE ACCESSORIES | 6 | YES
W | IN VITRO DIAGNOSTIC MEDICAL DEVICES | W0202050385 | LABORATORY INSTRUMENTS FOR MICROSCOPIC INVESTIGATIONS - CONSUMABLES | 6 | YES
W | IN VITRO DIAGNOSTIC MEDICAL DEVICES | W0202050392 | LABORATORY INSTRUMENTS FOR MICROSCOPIC INVESTIGATIONS - IVD MEDICAL DEVICE SOFTWARE | 6 | YES
W | IN VITRO DIAGNOSTIC MEDICAL DEVICES | W02020590 | VARIOUS PROCESSING INSTRUMENTS FOR HYSTOLOGY / CYTOLOGY | 5 | NO
W | IN VITRO DIAGNOSTIC MEDICAL DEVICES | W0202059001 | IMMUNOHISTOCHEMISTRY PROCESSORS | 6 | YES
W | IN VITRO DIAGNOSTIC MEDICAL DEVICES | W0202059002 | AUTOMATED SLIDE STAINERS | 6 | YES
W | IN VITRO DIAGNOSTIC MEDICAL DEVICES | W0202059003 | CRYOSTAT MICROTOMES | 6 | YES
W | IN VITRO DIAGNOSTIC MEDICAL DEVICES | W0202059004 | TISSUE EMBEDDING PROCESSORS | 6 | YES
W | IN VITRO DIAGNOSTIC MEDICAL DEVICES | W0202059005 | MICROTOMES | 6 | YES
W | IN VITRO DIAGNOSTIC MEDICAL DEVICES | W0202059006 | LASER MICRODISSECTION SYSTEMS | 6 | YES
W | IN VITRO DIAGNOSTIC MEDICAL DEVICES | W0202059007 | MICROMANIPULATORS | 6 | YES
W | IN VITRO DIAGNOSTIC MEDICAL DEVICES | W0202059008 | AUTOMATED COVERSLIPPERS | 6 | YES
W | IN VITRO DIAGNOSTIC MEDICAL DEVICES | W0202059009 | PARAFFIN DISPENSERS | 6 | YES
W | IN VITRO DIAGNOSTIC MEDICAL DEVICES | W0202059010 | TISSUE PROCESSORS | 6 | YES
W | IN VITRO DIAGNOSTIC MEDICAL DEVICES | W0202059011 | SAMPLE PREPARATION UNITS FOR CHROMOSOMIC ANALYSIS | 6 | YES
W | IN VITRO DIAGNOSTIC MEDICAL DEVICES | W0202059012 | COOLING PARAFFIN PLATES | 6 | YES
W | IN VITRO DIAGNOSTIC MEDICAL DEVICES | W0202059013 | HEATED FORCEPS | 6 | YES
W | IN VITRO DIAGNOSTIC MEDICAL DEVICES | W0202059014 | SOLVENT DISTILLERS | 6 | YES
W | IN VITRO DIAGNOSTIC MEDICAL DEVICES | W0202059015 | CUTTING STATION FOR HISTOLOGICAL SAMPLES | 6 | YES
W | IN VITRO DIAGNOSTIC MEDICAL DEVICES | W0202059016 | AUTOMATED DEWAXING SYSTEMS | 6 | YES
W | IN VITRO DIAGNOSTIC MEDICAL DEVICES | W0202059017 | CASSETTE / SLIDE PRINTERS | 6 | YES
W | IN VITRO DIAGNOSTIC MEDICAL DEVICES | W0202059080 | VARIOUS PROCESSING INSTRUMENTS FOR HYSTOLOGY / CYTOLOGY - HARDWARE ACCESSORIES | 6 | YES
W | IN VITRO DIAGNOSTIC MEDICAL DEVICES | W0202059082 | VARIOUS PROCESSING INSTRUMENTS FOR HYSTOLOGY / CYTOLOGY - SOFTWARE ACCESSORIES | 6 | YES
W | IN VITRO DIAGNOSTIC MEDICAL DEVICES | W0202059085 | VARIOUS PROCESSING INSTRUMENTS FOR HYSTOLOGY / CYTOLOGY - CONSUMABLES | 6 | YES
W | IN VITRO DIAGNOSTIC MEDICAL DEVICES | W0202059092 | VARIOUS PROCESSING INSTRUMENTS FOR HYSTOLOGY / CYTOLOGY - IVD MEDICAL DEVICE SOFTWARE | 6 | YES
W | IN VITRO DIAGNOSTIC MEDICAL DEVICES | W0202059099 | VARIOUS PROCESSING INSTRUMENTS FOR HYSTOLOGY / CYTOLOGY - OTHER | 6 | YES
W | IN VITRO DIAGNOSTIC MEDICAL DEVICES | W020206 | RAPID TEST HEMATOLOGY / HISTOLOGY / CYTOLOGY INSTRUMENTS | 4 | NO
W | IN VITRO DIAGNOSTIC MEDICAL DEVICES | W02020601 | RAPID TEST CELL COUNT INSTRUMENTS | 5 | YES
W | IN VITRO DIAGNOSTIC MEDICAL DEVICES | W02020602 | RAPID TEST HEMOSTASIS INSTRUMENTS | 5 | YES
W | IN VITRO DIAGNOSTIC MEDICAL DEVICES | W02020680 | RAPID TEST HEMATOLOGY / HISTOLOGY / CYTOLOGY INSTRUMENTS - HARDWARE ACCESSORIES | 5 | YES
W | IN VITRO DIAGNOSTIC MEDICAL DEVICES | W02020682 | RAPID TEST HEMATOLOGY / HISTOLOGY / CYTOLOGY INSTRUMENTS - SOFTWARE ACCESSORIES | 5 | YES
W | IN VITRO DIAGNOSTIC MEDICAL DEVICES | W02020685 | RAPID TEST HEMATOLOGY / HISTOLOGY / CYTOLOGY INSTRUMENTS - CONSUMABLES | 5 | YES
W | IN VITRO DIAGNOSTIC MEDICAL DEVICES | W02020692 | RAPID TEST HEMATOLOGY / HISTOLOGY / CYTOLOGY INSTRUMENTS - IVD MEDICAL DEVICE SOFTWARE | 5 | YES
W | IN VITRO DIAGNOSTIC MEDICAL DEVICES | W02020699 | RAPID TEST HEMATOLOGY / HISTOLOGY / CYTOLOGY INSTRUMENTS - OTHER | 5 | YES
W | IN VITRO DIAGNOSTIC MEDICAL DEVICES | W020290 | VARIOUS HEMATOLOGY / HISTOLOGY /CYTOLOGY INSTRUMENTS | 4 | NO
W | IN VITRO DIAGNOSTIC MEDICAL DEVICES | W02029001 | ERYTHROCYTE SEDIMENTATION RATE DEVICES | 5 | YES
W | IN VITRO DIAGNOSTIC MEDICAL DEVICES | W02029002 | BLOOD PHOTODYNAMIC TREATMENT UNITS | 5 | YES
W | IN VITRO DIAGNOSTIC MEDICAL DEVICES | W02029003 | AUTOMATED BLOOD COMPONENT EXTRACTORS | 5 | YES
W | IN VITRO DIAGNOSTIC MEDICAL DEVICES | W02029005 | CYTOFLUOROMETRIC PREPARATION UNITS | 5 | YES
W | IN VITRO DIAGNOSTIC MEDICAL DEVICES | W02029006 | APHERESIS UNITS | 5 | YES
W | IN VITRO DIAGNOSTIC MEDICAL DEVICES | W02029007 | IMMUNOMAGNETIC CELLULAR SEPARATION SYSTEMS | 5 | YES
W | IN VITRO DIAGNOSTIC MEDICAL DEVICES | W02029008 | TUBING WELDERS | 5 | YES
W | IN VITRO DIAGNOSTIC MEDICAL DEVICES | W02029009 | BLOOD BAG PRESSES | 5 | YES
W | IN VITRO DIAGNOSTIC MEDICAL DEVICES | W02029010 | BAG SEALERS | 5 | YES
W | IN VITRO DIAGNOSTIC MEDICAL DEVICES | W02029080 | VARIOUS HEMATOLOGY / HISTOLOGY / CYTOLOGY INSTRUMENTS - HARDWARE ACCESSORIES | 5 | YES
W | IN VITRO DIAGNOSTIC MEDICAL DEVICES | W02029082 | VARIOUS HEMATOLOGY / HISTOLOGY / CYTOLOGY INSTRUMENTS - SOFTWARE ACCESSORIES | 5 | YES
W | IN VITRO DIAGNOSTIC MEDICAL DEVICES | W02029085 | VARIOUS HEMATOLOGY / HISTOLOGY / CYTOLOGY INSTRUMENTS - CONSUMABLES | 5 | YES
W | IN VITRO DIAGNOSTIC MEDICAL DEVICES | W02029092 | VARIOUS HEMATOLOGY / HISTOLOGY / CYTOLOGY INSTRUMENTS - IVD MEDICAL DEVICE SOFTWARE | 5 | YES
W | IN VITRO DIAGNOSTIC MEDICAL DEVICES | W02029099 | VARIOUS HEMATOLOGY / HISTOLOGY / CYTOLOGY INSTRUMENTS - OTHER | 5 | YES
W | IN VITRO DIAGNOSTIC MEDICAL DEVICES | W0203 | MICROBIOLOGY INSTRUMENTS (CULTURES) | 3 | NO
W | IN VITRO DIAGNOSTIC MEDICAL DEVICES | W020301 | MICROBIOLOGY SUSCEPTIBILITY / IDENTIFICATION | 4 | NO
W | IN VITRO DIAGNOSTIC MEDICAL DEVICES | W02030101 | ANTIBIOTIC SUSCEPTIBILITY ANALYSERS | 5 | NO
W | IN VITRO DIAGNOSTIC MEDICAL DEVICES | W0203010180 | ANTIBIOTIC SUSCEPTIBILITY ANALYSERS - HARDWARE ACCESSORIES | 6 | YES
W | IN VITRO DIAGNOSTIC MEDICAL DEVICES | W0203010182 | ANTIBIOTIC SUSCEPTIBILITY ANALYSERS - SOFTWARE ACCESSORIES | 6 | YES
W | IN VITRO DIAGNOSTIC MEDICAL DEVICES | W0203010185 | ANTIBIOTIC SUSCEPTIBILITY ANALYSERS - CONSUMABLES | 6 | YES
W | IN VITRO DIAGNOSTIC MEDICAL DEVICES | W0203010192 | ANTIBIOTIC SUSCEPTIBILITY ANALYSERS - IVD MEDICAL DEVICE SOFTWARE | 6 | YES
W | IN VITRO DIAGNOSTIC MEDICAL DEVICES | W02030199 | ANTIBIOTIC SUSCEPTIBILITY ANALYSERS - OTHER | 5 | YES
W | IN VITRO DIAGNOSTIC MEDICAL DEVICES | W020302 | BLOOD CULTURES AND MYCOBACTERIA | 4 | NO
W | IN VITRO DIAGNOSTIC MEDICAL DEVICES | W02030201 | AUTOMATED BLOOD CULTURE ANALYSERS | 5 | YES
W | IN VITRO DIAGNOSTIC MEDICAL DEVICES | W02030299 | INSTRUMENTS FOR BLOOD CULTURES AND MYCOBACTERIA - OTHER | 5 | YES
W | IN VITRO DIAGNOSTIC MEDICAL DEVICES | W020303 | MASS - SPECTROMETRY SYSTEM | 4 | YES
W | IN VITRO DIAGNOSTIC MEDICAL DEVICES | W020304 | MICROBIOLOGY GRAM STAINER | 4 | YES
W | IN VITRO DIAGNOSTIC MEDICAL DEVICES | W020305 | PLATES STREAKING EQUIPMENT (STREAKER/ INCUBATOR/ READER) | 4 | YES
W | IN VITRO DIAGNOSTIC MEDICAL DEVICES | W020306 | URINARY SCREENING SYSTEM | 4 | YES
W | IN VITRO DIAGNOSTIC MEDICAL DEVICES | W020390 | VARIOUS MICROBIOLOGY INSTRUMENTS | 4 | NO
W | IN VITRO DIAGNOSTIC MEDICAL DEVICES | W02039001 | COLONY COUNTERS | 5 | YES
W | IN VITRO DIAGNOSTIC MEDICAL DEVICES | W02039002 | CARBON DIOXIDE INCUBATORS | 5 | YES
W | IN VITRO DIAGNOSTIC MEDICAL DEVICES | W02039003 | PETRI DISH FILLERS | 5 | YES
W | IN VITRO DIAGNOSTIC MEDICAL DEVICES | W02039004 | AUTOMATED SLIDE PREPARATION UNITS | 5 | YES
W | IN VITRO DIAGNOSTIC MEDICAL DEVICES | W02039005 | CULTURE MEDIUM PREPARATION UNITS | 5 | YES
W | IN VITRO DIAGNOSTIC MEDICAL DEVICES | W02039006 | DNA THERMAL CYCLERS | 5 | YES
W | IN VITRO DIAGNOSTIC MEDICAL DEVICES | W02039080 | VARIOUS MICROBIOLOGY INSTRUMENTS - HARDWARE ACCESSORIES | 5 | YES
W | IN VITRO DIAGNOSTIC MEDICAL DEVICES | W02039082 | VARIOUS MICROBIOLOGY INSTRUMENTS - SOFTWARE ACCESSORIES | 5 | YES
W | IN VITRO DIAGNOSTIC MEDICAL DEVICES | W02039085 | VARIOUS MICROBIOLOGY INSTRUMENTS - CONSUMABLES | 5 | YES
W | IN VITRO DIAGNOSTIC MEDICAL DEVICES | W02039092 | VARIOUS MICROBIOLOGY INSTRUMENTS - IVD MEDICAL DEVICE SOFTWARE | 5 | YES
W | IN VITRO DIAGNOSTIC MEDICAL DEVICES | W02039099 | VARIOUS MICROBIOLOGY INSTRUMENTS - OTHER | 5 | YES
W | IN VITRO DIAGNOSTIC MEDICAL DEVICES | W0204 | INFECTIOUS IMMUNOLOGY INSTRUMENTS | 3 | YES
W | IN VITRO DIAGNOSTIC MEDICAL DEVICES | W0205 | NUCLEIC ACID TESTING INSTRUMENTS | 3 | NO
W | IN VITRO DIAGNOSTIC MEDICAL DEVICES | W020501 | NUCLEIC ACID TESTING INSTRUMENTS EXCEPT MICRO-ARRAYS | 4 | NO
W | IN VITRO DIAGNOSTIC MEDICAL DEVICES | W02050101 | NUCLEIC ACID HYBRIDIZATION UNITS | 5 | YES
W | IN VITRO DIAGNOSTIC MEDICAL DEVICES | W02050102 | EUKARYOTIC CELL BIOREACTORS | 5 | YES
W | IN VITRO DIAGNOSTIC MEDICAL DEVICES | W02050103 | BLOTTING SYSTEMS | 5 | YES
W | IN VITRO DIAGNOSTIC MEDICAL DEVICES | W02050104 | KARYOTYPE PROCESSING AUTOMATED SYSTEMS | 5 | YES
W | IN VITRO DIAGNOSTIC MEDICAL DEVICES | W02050105 | ELECTROPORATION DEVICES | 5 | YES
W | IN VITRO DIAGNOSTIC MEDICAL DEVICES | W02050106 | DNA GENOMIC PREPARATION DEVICES | 5 | YES
W | IN VITRO DIAGNOSTIC MEDICAL DEVICES | W02050107 | MICRO-ARRAY SCANNERS | 5 | YES
W | IN VITRO DIAGNOSTIC MEDICAL DEVICES | W02050108 | GENETIC SYSTEM READERS | 5 | YES
W | IN VITRO DIAGNOSTIC MEDICAL DEVICES | W02050109 | CELL WASHERS | 5 | YES
W | IN VITRO DIAGNOSTIC MEDICAL DEVICES | W02050110 | MICROINJECTORS | 5 | YES
W | IN VITRO DIAGNOSTIC MEDICAL DEVICES | W02050111 | EPITHELIAL VOLTOHMMETERS | 5 | YES
W | IN VITRO DIAGNOSTIC MEDICAL DEVICES | W02050112 | GENIC EXPRESSION MONITORING SYSTEMS | 5 | YES
W | IN VITRO DIAGNOSTIC MEDICAL DEVICES | W02050113 | PEPTIDE SYNTHESIZERS | 5 | YES
W | IN VITRO DIAGNOSTIC MEDICAL DEVICES | W02050114 | MOLECULAR BIOLOGY SCANNERS | 5 | YES
W | IN VITRO DIAGNOSTIC MEDICAL DEVICES | W02050115 | DNA SYNTHESIZERS | 5 | YES
W | IN VITRO DIAGNOSTIC MEDICAL DEVICES | W02050116 | NUCLEIC ACID TESTING INTEGRATED EXTRACTION /AMPLIFICATION /DETECTION SYSTEMS | 5 | YES
W | IN VITRO DIAGNOSTIC MEDICAL DEVICES | W02050180 | NUCLEIC ACID TESTING INSTRUMENTS EXCEPT MICRO-ARRAYS - HARDWARE ACCESSORIES | 5 | YES
W | IN VITRO DIAGNOSTIC MEDICAL DEVICES | W02050182 | NUCLEIC ACID TESTING INSTRUMENTS EXCEPT MICRO-ARRAYS - SOFTWARE ACCESSORIES | 5 | YES
W | IN VITRO DIAGNOSTIC MEDICAL DEVICES | W02050185 | NUCLEIC ACID TESTING INSTRUMENTS EXCEPT MICRO-ARRAYS - CONSUMABLES | 5 | YES
W | IN VITRO DIAGNOSTIC MEDICAL DEVICES | W02050192 | NUCLEIC ACID TESTING INSTRUMENTS EXCEPT MICRO-ARRAYS - IVD MEDICAL DEVICE SOFTWARE | 5 | YES
W | IN VITRO DIAGNOSTIC MEDICAL DEVICES | W02050199 | NUCLEIC ACID TESTING INSTRUMENTS EXCEPT MICRO-ARRAYS - OTHER | 5 | YES
W | IN VITRO DIAGNOSTIC MEDICAL DEVICES | W020502 | MICRO-ARRAY INSTRUMENTS | 4 | NO
W | IN VITRO DIAGNOSTIC MEDICAL DEVICES | W02050201 | MICRO-ARRAY ANALYSERS | 5 | YES
W | IN VITRO DIAGNOSTIC MEDICAL DEVICES | W02050202 | MICRO-ARRAYS PREPARATION UNITS | 5 | YES
W | IN VITRO DIAGNOSTIC MEDICAL DEVICES | W02050280 | MICRO-ARRAY INSTRUMENTS - HARDWARE ACCESSORIES | 5 | YES
W | IN VITRO DIAGNOSTIC MEDICAL DEVICES | W02050282 | MICRO-ARRAY INSTRUMENTS - SOFTWARE ACCESSORIES | 5 | YES
W | IN VITRO DIAGNOSTIC MEDICAL DEVICES | W02050285 | MICRO-ARRAY INSTRUMENTS - CONSUMABLES | 5 | YES
W | IN VITRO DIAGNOSTIC MEDICAL DEVICES | W02050292 | MICRO-ARRAY INSTRUMENTS - IVD MEDICAL DEVICE SOFTWARE | 5 | YES
W | IN VITRO DIAGNOSTIC MEDICAL DEVICES | W02050299 | MICRO-ARRAY INSTRUMENTS - OTHER | 5 | YES
W | IN VITRO DIAGNOSTIC MEDICAL DEVICES | W020503 | NUCLEIC ACID TESTING INSTRUMENTS - RAPID AND POINT OF CARE TESTS | 4 | NO
W | IN VITRO DIAGNOSTIC MEDICAL DEVICES | W02050301 | NUCLEIC ACID TESTING APPARATUSES - RAPID AND POINT OF CARE TESTS | 5 | YES
W | IN VITRO DIAGNOSTIC MEDICAL DEVICES | W02050380 | NUCLEIC ACID TESTING INSTRUMENTS - RAPID AND POINT OF CARE TESTS - HARDWARE ACCESSORIES | 5 | YES
W | IN VITRO DIAGNOSTIC MEDICAL DEVICES | W02050382 | NUCLEIC ACID TESTING INSTRUMENTS- RAPID AND POINT OF CARE TESTS - SOFTWARE ACCESSORIES | 5 | YES
W | IN VITRO DIAGNOSTIC MEDICAL DEVICES | W02050385 | NUCLEIC ACID TESTING INSTRUMENTS - RAPID AND POINT OF CARE TESTS - CONSUMABLES | 5 | YES
W | IN VITRO DIAGNOSTIC MEDICAL DEVICES | W02050392 | NUCLEIC ACID TESTING INSTRUMENTS - RAPID AND POINT OF CARE TESTS - IVD MEDICAL DEVICE SOFTWARE | 5 | YES
W | IN VITRO DIAGNOSTIC MEDICAL DEVICES | W02050399 | NUCLEIC ACID TESTING INSTRUMENTS - RAPID AND POINT OF CARE TESTS - OTHER | 5 | YES
W | IN VITRO DIAGNOSTIC MEDICAL DEVICES | W0206 | SAMPLE PROCESSING SYSTEMS | 3 | NO
W | IN VITRO DIAGNOSTIC MEDICAL DEVICES | W020601 | ROBOTIC SAMPLE PROCESSING SYSTEMS | 4 | NO
W | IN VITRO DIAGNOSTIC MEDICAL DEVICES | W02060101 | AUTOMATED SYSTEMS FOR THE MANAGEMENT OF PRE AND POST-ANALYSIS | 5 | YES
W | IN VITRO DIAGNOSTIC MEDICAL DEVICES | W02060102 | AUTOMATED SAMPLE TRANSPORT SYSTEMS | 5 | YES
W | IN VITRO DIAGNOSTIC MEDICAL DEVICES | W02060180 | ROBOTIC SAMPLE PROCESSING SYSTEMS - HARDWARE ACCESSORIES | 5 | YES
W | IN VITRO DIAGNOSTIC MEDICAL DEVICES | W02060182 | ROBOTIC SAMPLE PROCESSING SYSTEMS - SOFTWARE ACCESSORIES | 5 | YES
W | IN VITRO DIAGNOSTIC MEDICAL DEVICES | W02060185 | ROBOTIC SAMPLE PROCESSING SYSTEMS - CONSUMABLES | 5 | YES
W | IN VITRO DIAGNOSTIC MEDICAL DEVICES | W02060192 | ROBOTIC SAMPLE PROCESSING SYSTEMS - IVD MEDICAL DEVICE SOFTWARE | 5 | YES
W | IN VITRO DIAGNOSTIC MEDICAL DEVICES | W02060199 | ROBOTIC SAMPLE PROCESSING SYSTEMS - OTHER | 5 | YES
W | IN VITRO DIAGNOSTIC MEDICAL DEVICES | W020602 | POST-ANALYSIS SAMPLE ARCHIVING SYSTEMS | 4 | NO
W | IN VITRO DIAGNOSTIC MEDICAL DEVICES | W02060201 | POST-ANALYSIS SAMPLE ARCHIVING SYSTEMS - INSTRUMENTS | 5 | YES
W | IN VITRO DIAGNOSTIC MEDICAL DEVICES | W02060280 | POST-ANALYSIS SAMPLE ARCHIVING SYSTEMS - HARDWARE ACCESSORIES | 5 | YES
W | IN VITRO DIAGNOSTIC MEDICAL DEVICES | W02060282 | POST-ANALYSIS SAMPLE ARCHIVING SYSTEMS - SOFTWARE ACCESSORIES | 5 | YES
W | IN VITRO DIAGNOSTIC MEDICAL DEVICES | W02060285 | POST-ANALYSIS SAMPLE ARCHIVING SYSTEMS - CONSUMABLES | 5 | YES
W | IN VITRO DIAGNOSTIC MEDICAL DEVICES | W02060292 | POST-ANALYSIS SAMPLE ARCHIVING SYSTEMS - IVD MEDICAL DEVICE SOFTWARE | 5 | YES
W | IN VITRO DIAGNOSTIC MEDICAL DEVICES | W02060299 | POST-ANALYSIS SAMPLE ARCHIVING SYSTEMS - OTHER | 5 | YES
W | IN VITRO DIAGNOSTIC MEDICAL DEVICES | W020690 | VARIOUS SAMPLE PROCESSING INSTRUMENTS | 4 | NO
W | IN VITRO DIAGNOSTIC MEDICAL DEVICES | W02069001 | AUTOSAMPLERS | 5 | YES
W | IN VITRO DIAGNOSTIC MEDICAL DEVICES | W02069002 | TEST TUBE APPARATUSES | 5 | YES
W | IN VITRO DIAGNOSTIC MEDICAL DEVICES | W02069003 | CENTRIFUGES | 5 | YES
W | IN VITRO DIAGNOSTIC MEDICAL DEVICES | W02069004 | CYTOCENTRIFUGES | 5 | YES
W | IN VITRO DIAGNOSTIC MEDICAL DEVICES | W02069005 | REFRIGERATED CENTRIFUGES | 5 | YES
W | IN VITRO DIAGNOSTIC MEDICAL DEVICES | W02069006 | ULTRACENTRIFUGES | 5 | YES
W | IN VITRO DIAGNOSTIC MEDICAL DEVICES | W02069080 | VARIOUS SAMPLE PROCESSING INSTRUMENTS - HARDWARE ACCESSORIES | 5 | YES
W | IN VITRO DIAGNOSTIC MEDICAL DEVICES | W02069082 | VARIOUS SAMPLE PROCESSING INSTRUMENTS - SOFTWARE ACCESSORIES | 5 | YES
W | IN VITRO DIAGNOSTIC MEDICAL DEVICES | W02069085 | VARIOUS SAMPLE PROCESSING INSTRUMENTS - CONSUMABLES | 5 | YES
W | IN VITRO DIAGNOSTIC MEDICAL DEVICES | W02069092 | VARIOUS SAMPLE PROCESSING INSTRUMENTS - IVD MEDICAL DEVICE SOFTWARE | 5 | YES
W | IN VITRO DIAGNOSTIC MEDICAL DEVICES | W02069099 | VARIOUS SAMPLE PROCESSING INSTRUMENTS - OTHER | 5 | YES
W | IN VITRO DIAGNOSTIC MEDICAL DEVICES | W0207 | GENERAL PURPOSE IVD INSTRUMENTS | 3 | NO
W | IN VITRO DIAGNOSTIC MEDICAL DEVICES | W020701 | SCALES | 4 | NO
W | IN VITRO DIAGNOSTIC MEDICAL DEVICES | W02070101 | ANALYTICAL SCALES | 5 | YES
W | IN VITRO DIAGNOSTIC MEDICAL DEVICES | W02070102 | TECHNICAL SCALES | 5 | YES
W | IN VITRO DIAGNOSTIC MEDICAL DEVICES | W02070103 | BLOOD SCALES | 5 | YES
W | IN VITRO DIAGNOSTIC MEDICAL DEVICES | W020702 | CRYOGENICS / FROZEN | 4 | YES
W | IN VITRO DIAGNOSTIC MEDICAL DEVICES | W020703 | BIOLOGICAL HOODS AND CABINETS | 4 | NO
W | IN VITRO DIAGNOSTIC MEDICAL DEVICES | W02070301 | BIOLOGICAL HOODS | 5 | YES
W | IN VITRO DIAGNOSTIC MEDICAL DEVICES | W02070302 | FUME HOODS | 5 | YES
W | IN VITRO DIAGNOSTIC MEDICAL DEVICES | W02070303 | LAMINAR AIRFLOW HOODS | 5 | YES
W | IN VITRO DIAGNOSTIC MEDICAL DEVICES | W02070304 | CHEMICAL FILTRATION AIR CLOSETS | 5 | YES
W | IN VITRO DIAGNOSTIC MEDICAL DEVICES | W020704 | SHAKERS AND HOMOGENIZERS | 4 | NO
W | IN VITRO DIAGNOSTIC MEDICAL DEVICES | W02070401 | LABORATORY SHAKERS | 5 | YES
W | IN VITRO DIAGNOSTIC MEDICAL DEVICES | W02070402 | GRINDING MILLS | 5 | YES
W | IN VITRO DIAGNOSTIC MEDICAL DEVICES | W02070403 | HOMOGENIZERS | 5 | YES
W | IN VITRO DIAGNOSTIC MEDICAL DEVICES | W02070404 | BLOOD BAG MIXERS | 5 | YES
W | IN VITRO DIAGNOSTIC MEDICAL DEVICES | W020790 | VARIOUS GENERAL PURPOSE IVD INSTRUMENTS | 4 | NO
W | IN VITRO DIAGNOSTIC MEDICAL DEVICES | W02079001 | THERMOSTATIC WATER BATHS | 5 | YES
W | IN VITRO DIAGNOSTIC MEDICAL DEVICES | W02079002 | DILUTERS | 5 | YES
W | IN VITRO DIAGNOSTIC MEDICAL DEVICES | W02079003 | DISPENSERS | 5 | YES
W | IN VITRO DIAGNOSTIC MEDICAL DEVICES | W02079004 | EVAPORATORS | 5 | YES
W | IN VITRO DIAGNOSTIC MEDICAL DEVICES | W02079006 | BUNSEN BURNERS | 5 | YES
W | IN VITRO DIAGNOSTIC MEDICAL DEVICES | W02079007 | FREEZE DRYERS | 5 | YES
W | IN VITRO DIAGNOSTIC MEDICAL DEVICES | W02079008 | HEATING MANTLES | 5 | YES
W | IN VITRO DIAGNOSTIC MEDICAL DEVICES | W02079009 | PH METERS | 5 | YES
W | IN VITRO DIAGNOSTIC MEDICAL DEVICES | W02079011 | MELTING POINT DEVICES | 5 | YES
W | IN VITRO DIAGNOSTIC MEDICAL DEVICES | W02079012 | LABORATORY HOTPLATES | 5 | YES
W | IN VITRO DIAGNOSTIC MEDICAL DEVICES | W02079013 | LABORATORY REFRACTOMETERS | 5 | YES
W | IN VITRO DIAGNOSTIC MEDICAL DEVICES | W02079014 | LABWARE DRYERS | 5 | YES
W | IN VITRO DIAGNOSTIC MEDICAL DEVICES | W02079015 | LABORATORY TITRATORS | 5 | YES
W | IN VITRO DIAGNOSTIC MEDICAL DEVICES | W02079016 | VISCOSIMETERS | 5 | YES
W | IN VITRO DIAGNOSTIC MEDICAL DEVICES | W02079017 | OSMOMETERS | 5 | YES
W | IN VITRO DIAGNOSTIC MEDICAL DEVICES | W02079080 | VARIOUS GENERAL PURPOSE IVD INSTRUMENTS - HARDWARE ACCESSORIES | 5 | YES
W | IN VITRO DIAGNOSTIC MEDICAL DEVICES | W02079082 | VARIOUS GENERAL PURPOSE IVD INSTRUMENTS - SOFTWARE ACCESSORIES | 5 | YES
W | IN VITRO DIAGNOSTIC MEDICAL DEVICES | W02079085 | VARIOUS GENERAL PURPOSE IVD INSTRUMENTS - CONSUMABLES | 5 | YES
W | IN VITRO DIAGNOSTIC MEDICAL DEVICES | W02079092 | VARIOUS GENERAL PURPOSE IVD INSTRUMENTS - IVD MEDICAL DEVICE SOFTWARE | 5 | YES
W | IN VITRO DIAGNOSTIC MEDICAL DEVICES | W02079099 | VARIOUS GENERAL PURPOSE IVD INSTRUMENTS - OTHER | 5 | YES
W | IN VITRO DIAGNOSTIC MEDICAL DEVICES | W0299 | IVD INSTRUMENTS - OTHER | 3 | YES
W | IN VITRO DIAGNOSTIC MEDICAL DEVICES | W05 | IVD GENERIC USE CONSUMABLES | 2 | NO
W | IN VITRO DIAGNOSTIC MEDICAL DEVICES | W0501 | SAMPLES COLLECTION DEVICES | 3 | NO
W | IN VITRO DIAGNOSTIC MEDICAL DEVICES | W050101 | BLOOD COLLECTION DEVICES | 4 | NO
W | IN VITRO DIAGNOSTIC MEDICAL DEVICES | W05010101 | VENOUS OR ARTERIOUS BLOOD COLLECTION DEVICES | 5 | NO
W | IN VITRO DIAGNOSTIC MEDICAL DEVICES | W0501010101 | BLOOD COLLECTION, CLOSED SYRINGES | 6 | NO
W | IN VITRO DIAGNOSTIC MEDICAL DEVICES | W050101010101 | BLOOD COLLECTION, CLOSED SYRINGES WITH ADDITIVES | 7 | YES
W | IN VITRO DIAGNOSTIC MEDICAL DEVICES | W050101010102 | BLOOD COLLECTION, CLOSED SYRINGES WITHOUT ADDITIVES | 7 | YES
W | IN VITRO DIAGNOSTIC MEDICAL DEVICES | W0501010102 | BLOOD COLLECTION, TUBES | 6 | NO
W | IN VITRO DIAGNOSTIC MEDICAL DEVICES | W050101010201 | BLOOD COLLECTION, TUBES WITH ADDITIVES OR SERUM SEPARATOR | 7 | YES
W | IN VITRO DIAGNOSTIC MEDICAL DEVICES | W050101010202 | BLOOD COLLECTION, TUBES WITHOUT ADDITIVES OR SERUM SEPARATOR | 7 | YES
W | IN VITRO DIAGNOSTIC MEDICAL DEVICES | W0501010103 | BLOOD GAS SAMPLES COLLECTION, SYRINGES WITHOUT NEEDLE | 6 | YES
W | IN VITRO DIAGNOSTIC MEDICAL DEVICES | W0501010180 | VENOUS OR ARTERIOUS BLOOD COLLECTION DEVICES - ACCESSORIES | 6 | YES
W | IN VITRO DIAGNOSTIC MEDICAL DEVICES | W0501010199 | VENOUS OR ARTERIOUS BLOOD COLLECTION DEVICES - OTHER | 6 | YES
W | IN VITRO DIAGNOSTIC MEDICAL DEVICES | W05010102 | CAPILLARY BLOOD COLLECTION DEVICES | 5 | NO
W | IN VITRO DIAGNOSTIC MEDICAL DEVICES | W0501010201 | CAPILLARY BLOOD COLLECTION SYSTEMS | 6 | YES
W | IN VITRO DIAGNOSTIC MEDICAL DEVICES | W0501010202 | CAPILLARY AND VENOUS BLOOD COLLECTION, INTEGRATED SYSTEMS | 6 | YES
W | IN VITRO DIAGNOSTIC MEDICAL DEVICES | W0501010203 | BLOOD COLLECTION, CAPILLARY TUBES | 6 | YES
W | IN VITRO DIAGNOSTIC MEDICAL DEVICES | W0501010280 | CAPILLARY BLOOD COLLECTION DEVICES - ACCESSORIES | 6 | YES
W | IN VITRO DIAGNOSTIC MEDICAL DEVICES | W0501010299 | CAPILLARY BLOOD COLLECTION DEVICES - OTHER | 6 | YES
W | IN VITRO DIAGNOSTIC MEDICAL DEVICES | W050102 | URINE COLLECTION DEVICES | 4 | NO
W | IN VITRO DIAGNOSTIC MEDICAL DEVICES | W05010201 | URINE COLLECTION, SYRINGES | 5 | NO
W | IN VITRO DIAGNOSTIC MEDICAL DEVICES | W0501020101 | URINE COLLECTION, SYRINGES WITH STABILIZER | 6 | YES
W | IN VITRO DIAGNOSTIC MEDICAL DEVICES | W0501020102 | URINE COLLECTION, SYRINGES WITHOUT STABILIZER | 6 | YES
W | IN VITRO DIAGNOSTIC MEDICAL DEVICES | W05010202 | URINE COLLECTION, TUBES | 5 | YES
W | IN VITRO DIAGNOSTIC MEDICAL DEVICES | W05010203 | URINE COLLECTION, CONTAINERS | 5 | YES
W | IN VITRO DIAGNOSTIC MEDICAL DEVICES | W05010280 | URINE COLLECTION DEVICES - ACCESSORIES | 5 | YES
W | IN VITRO DIAGNOSTIC MEDICAL DEVICES | W05010299 | URINE COLLECTION DEVICES - OTHER | 5 | YES
W | IN VITRO DIAGNOSTIC MEDICAL DEVICES | W050180 | SAMPLES COLLECTION DEVICES - OTHER ACCESSORIES | 4 | YES
W | IN VITRO DIAGNOSTIC MEDICAL DEVICES | W050190 | SAMPLES COLLECTION DEVICES - VARIOUS | 4 | NO
W | IN VITRO DIAGNOSTIC MEDICAL DEVICES | W05019001 | FAECES COLLECTION DEVICES | 5 | YES
W | IN VITRO DIAGNOSTIC MEDICAL DEVICES | W05019002 | SALIVA COLLECTION DEVICES | 5 | YES
W | IN VITRO DIAGNOSTIC MEDICAL DEVICES | W05019003 | SPUTUM COLLECTION DEVICES | 5 | YES
W | IN VITRO DIAGNOSTIC MEDICAL DEVICES | W05019005 | BIOPTICAL COLLECTION, FILTERS | 5 | YES
W | IN VITRO DIAGNOSTIC MEDICAL DEVICES | W05019099 | SAMPLES COLLECTION DEVICES - OTHER | 5 | YES
W | IN VITRO DIAGNOSTIC MEDICAL DEVICES | W0502 | DEVICES FOR SAMPLES TRANSPORT (non-generic laboratory products) | 3 | NO
W | IN VITRO DIAGNOSTIC MEDICAL DEVICES | W050201 | SAMPLES TRANSPORT, CONTAINERS | 4 | NO
W | IN VITRO DIAGNOSTIC MEDICAL DEVICES | W05020101 | SAMPLES TRANSPORT, POUCHES | 5 | YES
W | IN VITRO DIAGNOSTIC MEDICAL DEVICES | W05020102 | SAMPLES TRANSPORT, BOXES | 5 | YES
W | IN VITRO DIAGNOSTIC MEDICAL DEVICES | W05020103 | SAMPLES TRANSPORT, BOTTLES | 5 | YES
W | IN VITRO DIAGNOSTIC MEDICAL DEVICES | W05020104 | SAMPLES TRANSPORT, VASES | 5 | YES
W | IN VITRO DIAGNOSTIC MEDICAL DEVICES | W05020105 | SAMPLES TRANSPORT, BAGS | 5 | YES
W | IN VITRO DIAGNOSTIC MEDICAL DEVICES | W05020106 | BIOPSY CARTRIDGES | 5 | YES
W | IN VITRO DIAGNOSTIC MEDICAL DEVICES | W05020180 | SAMPLES TRANSPORT, CONTAINERS - ACCESSORIES | 5 | YES
W | IN VITRO DIAGNOSTIC MEDICAL DEVICES | W05020199 | SAMPLES TRANSPORT, CONTAINERS - OTHER | 5 | YES
W | IN VITRO DIAGNOSTIC MEDICAL DEVICES | W050280 | DEVICES FOR SAMPLES TRANSPORT - OTHER ACCESSORIES | 4 | YES
W | IN VITRO DIAGNOSTIC MEDICAL DEVICES | W050299 | DEVICES FOR SAMPLES TRANSPORT - OTHER | 4 | YES
W | IN VITRO DIAGNOSTIC MEDICAL DEVICES | W0503 | DEVICES FOR SAMPLES ANALYSES (no laboratory generic products) | 3 | NO
W | IN VITRO DIAGNOSTIC MEDICAL DEVICES | W050301 | ANALYSIS CONTAINERS | 4 | NO
W | IN VITRO DIAGNOSTIC MEDICAL DEVICES | W05030101 | SAMPLES ANALYSES, GLASS CONTAINERS | 5 | NO
W | IN VITRO DIAGNOSTIC MEDICAL DEVICES | W0503010101 | SAMPLES ANALYSES, GLASS TUBES | 6 | YES
W | IN VITRO DIAGNOSTIC MEDICAL DEVICES | W0503010102 | SAMPLES ANALYSES, GLASS CUVETTES | 6 | YES
W | IN VITRO DIAGNOSTIC MEDICAL DEVICES | W0503010103 | SAMPLES ANALYSES, GLASSES | 6 | YES
W | IN VITRO DIAGNOSTIC MEDICAL DEVICES | W0503010104 | SAMPLES ANALYSES, GLASS BOTTLES | 6 | YES
W | IN VITRO DIAGNOSTIC MEDICAL DEVICES | W0503010105 | SAMPLES ANALYSES, GLASS TUBING | 6 | YES
W | IN VITRO DIAGNOSTIC MEDICAL DEVICES | W0503010106 | SAMPLES ANALYSES, GLASS TRAYS | 6 | YES
W | IN VITRO DIAGNOSTIC MEDICAL DEVICES | W0503010180 | SAMPLES ANALYSES, GLASS CONTAINERS - ACCESSORIES | 6 | YES
W | IN VITRO DIAGNOSTIC MEDICAL DEVICES | W0503010199 | SAMPLES ANALYSES, GLASS CONTAINERS - OTHER | 6 | YES
W | IN VITRO DIAGNOSTIC MEDICAL DEVICES | W05030102 | SAMPLES ANALYSES, PLASTIC CONTAINERS | 5 | NO
W | IN VITRO DIAGNOSTIC MEDICAL DEVICES | W0503010201 | SAMPLES ANALYSES, PLASTIC TUBES | 6 | NO
W | IN VITRO DIAGNOSTIC MEDICAL DEVICES | W050301020101 | SAMPLES ANALYSES, PLASTIC TUBES WITH ADDITIVES | 7 | YES
W | IN VITRO DIAGNOSTIC MEDICAL DEVICES | W050301020102 | SAMPLES ANALYSES, PLASTIC TUBES WITHOUT ADDITIVES | 7 | YES
W | IN VITRO DIAGNOSTIC MEDICAL DEVICES | W050301020180 | SAMPLES ANALYSES, PLASTIC TUBES - ACCESSORIES | 7 | YES
W | IN VITRO DIAGNOSTIC MEDICAL DEVICES | W0503010202 | SAMPLES ANALYSES, PLASTIC MICROTUBES | 6 | NO
W | IN VITRO DIAGNOSTIC MEDICAL DEVICES | W050301020201 | SAMPLES ANALYSES, PLASTIC MICROTUBES WITH ADDITIVES | 7 | YES
W | IN VITRO DIAGNOSTIC MEDICAL DEVICES | W050301020202 | SAMPLES ANALYSES, PLASTIC MICROTUBES WITHOUT ADDITIVES | 7 | YES
W | IN VITRO DIAGNOSTIC MEDICAL DEVICES | W050301020280 | SAMPLES ANALYSES, PLASTIC MICROTUBES - ACCESSORIES | 7 | YES
W | IN VITRO DIAGNOSTIC MEDICAL DEVICES | W0503010203 | SAMPLES ANALYSES, PLASTIC CUVETTES | 6 | YES
W | IN VITRO DIAGNOSTIC MEDICAL DEVICES | W0503010204 | SAMPLES ANALYSES, PLASTIC DISHES FOR MICROTECHNIQUES | 6 | YES
W | IN VITRO DIAGNOSTIC MEDICAL DEVICES | W0503010205 | SAMPLES ANALYSES, PLASTIC VASES | 6 | YES
W | IN VITRO DIAGNOSTIC MEDICAL DEVICES | W0503010206 | SAMPLES ANALYSES, PLASTIC GLASSES | 6 | YES
W | IN VITRO DIAGNOSTIC MEDICAL DEVICES | W0503010207 | SAMPLES ANALYSES, PLASTIC BOTTLES | 6 | YES
W | IN VITRO DIAGNOSTIC MEDICAL DEVICES | W0503010208 | SAMPLES ANALYSES, PLASTIC TUBING | 6 | YES
W | IN VITRO DIAGNOSTIC MEDICAL DEVICES | W0503010209 | SAMPLES ANALYSES, PLASTIC TRAYS | 6 | YES
W | IN VITRO DIAGNOSTIC MEDICAL DEVICES | W0503010280 | SAMPLES ANALYSES, PLASTIC CONTAINERS - OTHER ACCESSORIES | 6 | YES
W | IN VITRO DIAGNOSTIC MEDICAL DEVICES | W0503010290 | SAMPLES ANALYSES, PLASTIC CONTAINERS - VARIOUS | 6 | NO
W | IN VITRO DIAGNOSTIC MEDICAL DEVICES | W050301029001 | BLOOD COMPONENTS SEPARATORS, PLASTIC | 7 | YES
W | IN VITRO DIAGNOSTIC MEDICAL DEVICES | W050301029099 | SAMPLES ANALYSES, PLASTIC CONTAINERS - OTHER | 7 | YES
W | IN VITRO DIAGNOSTIC MEDICAL DEVICES | W05030199 | SAMPLES ANALYSES, CONTAINERS - OTHER | 5 | YES
W | IN VITRO DIAGNOSTIC MEDICAL DEVICES | W050302 | PIPETTES AND TIPS | 4 | NO
W | IN VITRO DIAGNOSTIC MEDICAL DEVICES | W05030201 | PIPETTES | 5 | NO
W | IN VITRO DIAGNOSTIC MEDICAL DEVICES | W0503020101 | SEROLOGICAL AND DILUTION PIPETTES | 6 | NO
W | IN VITRO DIAGNOSTIC MEDICAL DEVICES | W050302010101 | SEROLOGICAL AND DILUTION PIPETTES, GLASS | 7 | YES
W | IN VITRO DIAGNOSTIC MEDICAL DEVICES | W050302010102 | SEROLOGICAL AND DILUTION PIPETTES, PLASTIC | 7 | YES
W | IN VITRO DIAGNOSTIC MEDICAL DEVICES | W0503020180 | PIPETTES - ACCESSORIES | 6 | YES
W | IN VITRO DIAGNOSTIC MEDICAL DEVICES | W0503020199 | PIPETTES - OTHER | 6 | YES
W | IN VITRO DIAGNOSTIC MEDICAL DEVICES | W05030202 | PIPETTE TIPS | 5 | NO
W | IN VITRO DIAGNOSTIC MEDICAL DEVICES | W0503020201 | PIPETTE TIPS WITH FILTER | 6 | YES
W | IN VITRO DIAGNOSTIC MEDICAL DEVICES | W0503020202 | PIPETTES, TIPS WITHOUT FILTER | 6 | YES
W | IN VITRO DIAGNOSTIC MEDICAL DEVICES | W0503020280 | PIPETTES, TIPS - ACCESSORIES | 6 | YES
W | IN VITRO DIAGNOSTIC MEDICAL DEVICES | W050303 | MICROBIOLOGY DEVICES | 4 | NO
W | IN VITRO DIAGNOSTIC MEDICAL DEVICES | W05030301 | MICROBIOLOGICAL CULTURE DEVICES | 5 | NO
W | IN VITRO DIAGNOSTIC MEDICAL DEVICES | W0503030101 | PETRI DISHES | 6 | YES
W | IN VITRO DIAGNOSTIC MEDICAL DEVICES | W0503030199 | MICROBIOLOGICAL CULTURE DEVICES - OTHER | 6 | YES
W | IN VITRO DIAGNOSTIC MEDICAL DEVICES | W05030302 | MICROBIOLOGICAL CULTURE, LOOPS | 5 | YES
W | IN VITRO DIAGNOSTIC MEDICAL DEVICES | W05030380 | MICROBIOLOGY DEVICES - ACCESSORIES | 5 | YES
W | IN VITRO DIAGNOSTIC MEDICAL DEVICES | W05030399 | MICROBIOLOGY DEVICES - OTHER | 5 | YES
W | IN VITRO DIAGNOSTIC MEDICAL DEVICES | W050304 | CELL AND TISSUE CULTURES DEVICES | 4 | NO
W | IN VITRO DIAGNOSTIC MEDICAL DEVICES | W05030401 | CELL AND TISSUE CULTURES, CONTAINERS | 5 | NO
W | IN VITRO DIAGNOSTIC MEDICAL DEVICES | W0503040101 | CELL AND TISSUE CULTURES, FLASKS | 6 | YES
W | IN VITRO DIAGNOSTIC MEDICAL DEVICES | W0503040102 | CELL AND TISSUE CULTURES, DISHES | 6 | YES
W | IN VITRO DIAGNOSTIC MEDICAL DEVICES | W0503040103 | CELL AND TISSUE CULTURES, BOTTLES | 6 | YES
W | IN VITRO DIAGNOSTIC MEDICAL DEVICES | W0503040104 | CELL AND TISSUE CULTURES, TUBES | 6 | YES
W | IN VITRO DIAGNOSTIC MEDICAL DEVICES | W0503040105 | CELL AND TISSUE CULTURES, DISKS | 6 | YES
W | IN VITRO DIAGNOSTIC MEDICAL DEVICES | W0503040180 | CELL AND TISSUE CULTURES, CONTAINERS - ACCESSORIES | 6 | YES
W | IN VITRO DIAGNOSTIC MEDICAL DEVICES | W0503040199 | CELL AND TISSUE CULTURES, CONTAINERS - OTHER | 6 | YES
W | IN VITRO DIAGNOSTIC MEDICAL DEVICES | W05030402 | CELL AND TISSUE CULTURES, FILTERS | 5 | YES
W | IN VITRO DIAGNOSTIC MEDICAL DEVICES | W05030480 | CELL AND TISSUE CULTURES DEVICES - OTHER ACCESSORIES | 5 | YES
W | IN VITRO DIAGNOSTIC MEDICAL DEVICES | W05030499 | CELL AND TISSUE CULTURES DEVICES - OTHER | 5 | YES
W | IN VITRO DIAGNOSTIC MEDICAL DEVICES | W050305 | DEVICES FOR PATHOLOGY TESTS | 4 | NO
W | IN VITRO DIAGNOSTIC MEDICAL DEVICES | W05030501 | INCLUSION DEVICES, CASSETTES | 5 | YES
W | IN VITRO DIAGNOSTIC MEDICAL DEVICES | W05030502 | INCLUSION DEVICES, RINGS | 5 | YES
W | IN VITRO DIAGNOSTIC MEDICAL DEVICES | W05030580 | DEVICES FOR PATOLOGY TESTS - ACCESSORIES | 5 | YES
W | IN VITRO DIAGNOSTIC MEDICAL DEVICES | W05030599 | DEVICES FOR PATOLOGY TESTS - OTHER | 5 | YES
W | IN VITRO DIAGNOSTIC MEDICAL DEVICES | W050390 | DEVICES FOR SAMPLES ANALYSES - VARIOUS | 4 | NO
W | IN VITRO DIAGNOSTIC MEDICAL DEVICES | W05039001 | AGITATION DEVICES | 5 | NO
W | IN VITRO DIAGNOSTIC MEDICAL DEVICES | W0503900101 | AGITATION RODS | 6 | YES
W | IN VITRO DIAGNOSTIC MEDICAL DEVICES | W0503900102 | AGITATION ANCHORS | 6 | YES
W | IN VITRO DIAGNOSTIC MEDICAL DEVICES | W0503900199 | AGITATION DEVICES - OTHER | 6 | YES
W | IN VITRO DIAGNOSTIC MEDICAL DEVICES | W05039002 | SLIDES FOR SAMPLES ANALYSIS | 5 | NO
W | IN VITRO DIAGNOSTIC MEDICAL DEVICES | W0503900201 | MICROSCOPE SLIDES | 6 | YES
W | IN VITRO DIAGNOSTIC MEDICAL DEVICES | W0503900202 | MICROSCOPE SLIDES COVERSLIP | 6 | YES
W | IN VITRO DIAGNOSTIC MEDICAL DEVICES | W05039080 | DEVICES FOR SAMPLES ANALYSES - OTHER ACCESSORIES | 5 | YES
W | IN VITRO DIAGNOSTIC MEDICAL DEVICES | W05039099 | DEVICES FOR SAMPLES ANALYSES - OTHER | 5 | YES
W | IN VITRO DIAGNOSTIC MEDICAL DEVICES | W0580 | IVD GENERAL USE CONSUMABLES DEVICES - OTHER ACCESSORIES | 3 | YES
W | IN VITRO DIAGNOSTIC MEDICAL DEVICES | W0599 | IVD GENERAL USE CONSUMABLE DEVICES - OTHER | 3 | YES
X | PRODUCTS WITHOUT AN INTENDED MEDICAL PURPOSE (Annex XVI) | X | PRODUCTS WITHOUT AN INTENDED MEDICAL PURPOSE (Annex XVI) | 1 | NO
X | PRODUCTS WITHOUT AN INTENDED MEDICAL PURPOSE (Annex XVI) | X01 | CONTACT LENSES OR OTHER ITEMS INTENDED TO BE INTRODUCED INTO OR ONTO THE EYE WITHOUT AN INTENDED MEDICAL PURPOSE | 2 | NO
X | PRODUCTS WITHOUT AN INTENDED MEDICAL PURPOSE (Annex XVI) | X0101 | CONTACT LENSES WITHOUT AN INTENDED MEDICAL PURPOSE – HYDROGEL | 3 | NO
X | PRODUCTS WITHOUT AN INTENDED MEDICAL PURPOSE (Annex XVI) | X010101 | CONTACT LENSES WITHOUT AN INTENDED MEDICAL PURPOSE – HYDROGEL, SINGLE-USE | 4 | NO
X | PRODUCTS WITHOUT AN INTENDED MEDICAL PURPOSE (Annex XVI) | X01010101 | CONTACT LENSES WITHOUT AN INTENDED MEDICAL PURPOSE – HYDROGEL, DAILY SINGLE-USE | 5 | YES
X | PRODUCTS WITHOUT AN INTENDED MEDICAL PURPOSE (Annex XVI) | X01010102 | CONTACT LENSES WITHOUT AN INTENDED MEDICAL PURPOSE – HYDROGEL, EXTENDED WEAR SINGLE-USE | 5 | YES
X | PRODUCTS WITHOUT AN INTENDED MEDICAL PURPOSE (Annex XVI) | X010102 | CONTACT LENSES WITHOUT AN INTENDED MEDICAL PURPOSE – HYDROGEL, REUSABLE | 4 | YES
X | PRODUCTS WITHOUT AN INTENDED MEDICAL PURPOSE (Annex XVI) | X0102 | CONTACT LENSES WITHOUT AN INTENDED MEDICAL PURPOSE – NON HYDROGEL | 3 | YES
X | PRODUCTS WITHOUT AN INTENDED MEDICAL PURPOSE (Annex XVI) | X02 | PRODUCTS WITHOUT AN INTENDED MEDICAL PURPOSE INTENDED TO BE TOTALLY OR PARTIALLY INTRODUCED INTO THE HUMAN BODY THROUGH SURGICALLY INVASIVE MEANS FOR THE PURPOSE OF MODIFYING THE ANATOMY OR FIXATION OF BODY PARTS WITH THE EXCEPTION OF TATTOOING PRODUCTS AND PIERCINGS | 2 | NO
X | PRODUCTS WITHOUT AN INTENDED MEDICAL PURPOSE (Annex XVI) | X0201 | PRODUCTS WITHOUT AN INTENDED MEDICAL PURPOSE INTENDED TO BE TOTALLY INTRODUCED INTO THE HUMAN BODY THROUGH SURGICALLY INVASIVE MEANS FOR THE PURPOSE OF MODIFYING THE ANATOMY OF BODY PARTS WITH THE EXCEPTION OF TATTOOING PRODUCTS AND PIERCINGS | 3 | NO
X | PRODUCTS WITHOUT AN INTENDED MEDICAL PURPOSE (Annex XVI) | X020101 | PRODUCTS WITHOUT AN INTENDED MEDICAL PURPOSE INTENDED TO BE TOTALLY INTRODUCED INTO THE HUMAN BODY THROUGH SURGICALLY INVASIVE MEANS FOR THE PURPOSE OF MODIFYING THE ANATOMY OF BODY PARTS WITH THE EXCEPTION OF TATTOOING PRODUCTS AND PIERCINGS – RESORBABLE | 4 | YES
X | PRODUCTS WITHOUT AN INTENDED MEDICAL PURPOSE (Annex XVI) | X020102 | PRODUCTS WITHOUT AN INTENDED MEDICAL PURPOSE INTENDED TO BE TOTALLY INTRODUCED INTO THE HUMAN BODY THROUGH SURGICALLY INVASIVE MEANS FOR THE PURPOSE OF MODIFYING THE ANATOMY OF BODY PARTS WITH THE EXCEPTION OF TATTOOING PRODUCTS AND PIERCINGS – NON RESORBABLE | 4 | YES
X | PRODUCTS WITHOUT AN INTENDED MEDICAL PURPOSE (Annex XVI) | X0202 | PRODUCTS WITHOUT AN INTENDED MEDICAL PURPOSE INTENDED TO BE PARTIALLY INTRODUCED INTO THE HUMAN BODY THROUGH SURGICALLY INVASIVE MEANS FOR THE PURPOSE OF MODIFYING THE ANATOMY OF BODY PARTS WITH THE EXCEPTION OF TATTOOING PRODUCTS AND PIERCINGS | 3 | NO
X | PRODUCTS WITHOUT AN INTENDED MEDICAL PURPOSE (Annex XVI) | X020201 | PRODUCTS WITHOUT AN INTENDED MEDICAL PURPOSE INTENDED TO BE PARTIALLY INTRODUCED INTO THE HUMAN BODY THROUGH SURGICALLY INVASIVE MEANS FOR THE PURPOSE OF MODIFYING THE ANATOMY OF BODY PARTS WITH THE EXCEPTION OF TATTOOING PRODUCTS AND PIERCINGS – RESORBABLE | 4 | YES
X | PRODUCTS WITHOUT AN INTENDED MEDICAL PURPOSE (Annex XVI) | X020202 | PRODUCTS WITHOUT AN INTENDED MEDICAL PURPOSE INTENDED TO BE PARTIALLY INTRODUCED INTO THE HUMAN BODY THROUGH SURGICALLY INVASIVE MEANS FOR THE PURPOSE OF MODIFYING THE ANATOMY OF BODY PARTS WITH THE EXCEPTION OF TATTOOING PRODUCTS AND PIERCINGS – NON RESORBABLE | 4 | YES
X | PRODUCTS WITHOUT AN INTENDED MEDICAL PURPOSE (Annex XVI) | X03 | SUBSTANCES, COMBINATIONS OF SUBSTANCES, OR ITEMS WITHOUT AN INTENDED MEDICAL PURPOSE INTENDED TO BE USED FOR FACIAL OR OTHER DERMAL OR MUCOUS MEMBRANE FILLING BY SUBCUTANEOUS, SUBMUCOUS OR INTRADERMAL INJECTION OR OTHER INTRODUCTION, EXCLUDING THOSE FOR TATTOOING | 2 | NO
X | PRODUCTS WITHOUT AN INTENDED MEDICAL PURPOSE (Annex XVI) | X0301 | SUBSTANCES, COMBINATIONS OF SUBSTANCES, OR ITEMS WITHOUT AN INTENDED MEDICAL PURPOSE INTENDED TO BE USED FOR FACIAL OR OTHER DERMAL OR MUCOUS MEMBRANE FILLING BY SUBCUTANEOUS, SUBMUCOUS OR INTRADERMAL INJECTION OR OTHER INTRODUCTION, EXCLUDING THOSE FOR TATTOOING – RESORBABLE | 3 | YES
X | PRODUCTS WITHOUT AN INTENDED MEDICAL PURPOSE (Annex XVI) | X0302 | SUBSTANCES, COMBINATIONS OF SUBSTANCES, OR ITEMS WITHOUT AN INTENDED MEDICAL PURPOSE INTENDED TO BE USED FOR FACIAL OR OTHER DERMAL OR MUCOUS MEMBRANE FILLING BY SUBCUTANEOUS, SUBMUCOUS OR INTRADERMAL INJECTION OR OTHER INTRODUCTION, EXCLUDING THOSE FOR TATTOOING – NON RESORBABLE | 3 | YES
X | PRODUCTS WITHOUT AN INTENDED MEDICAL PURPOSE (Annex XVI) | X0303 | SUBSTANCES, COMBINATIONS OF SUBSTANCES, OR ITEMS WITHOUT AN INTENDED MEDICAL PURPOSE INTENDED TO BE USED FOR FACIAL OR OTHER DERMAL OR MUCOUS MEMBRANE FILLING BY SUBCUTANEOUS, SUBMUCOUS OR INTRADERMAL INJECTION OR OTHER INTRODUCTION, BY A PREFILLED MEANS FOR INTRODUCTION, EXCLUDING THOSE FOR TATTOOING – RESORBABLE | 3 | YES
X | PRODUCTS WITHOUT AN INTENDED MEDICAL PURPOSE (Annex XVI) | X0304 | SUBSTANCES, COMBINATIONS OF SUBSTANCES, OR ITEMS WITHOUT AN INTENDED MEDICAL PURPOSE INTENDED TO BE USED FOR FACIAL OR OTHER DERMAL OR MUCOUS MEMBRANE FILLING BY SUBCUTANEOUS, SUBMUCOUS OR INTRADERMAL INJECTION OR OTHER INTRODUCTION, BY A PREFILLED MEANS FOR INTRODUCTION, EXCLUDING THOSE FOR TATTOOING – NON RESORBABLE | 3 | YES
X | PRODUCTS WITHOUT AN INTENDED MEDICAL PURPOSE (Annex XVI) | X04 | EQUIPMENT WITHOUT AN INTENDED MEDICAL PURPOSE INTENDED TO BE USED TO REDUCE, REMOVE OR DESTROY ADIPOSE TISSUE | 2 | NO
X | PRODUCTS WITHOUT AN INTENDED MEDICAL PURPOSE (Annex XVI) | X0401 | EQUIPMENT WITHOUT AN INTENDED MEDICAL PURPOSE FOR LIPOSUCTION | 3 | YES
X | PRODUCTS WITHOUT AN INTENDED MEDICAL PURPOSE (Annex XVI) | X0402 | EQUIPMENT WITHOUT AN INTENDED MEDICAL PURPOSE FOR LIPOLYSIS | 3 | YES
X | PRODUCTS WITHOUT AN INTENDED MEDICAL PURPOSE (Annex XVI) | X0403 | EQUIPMENT WITHOUT AN INTENDED MEDICAL PURPOSE FOR LIPOPLASTY, OTHER THAN LIPOSUCTION OR LIPOLYSIS | 3 | YES
X | PRODUCTS WITHOUT AN INTENDED MEDICAL PURPOSE (Annex XVI) | X05 | HIGH INTENSITY ELECTROMAGNETIC RADIATION EMITTING EQUIPMENT WITHOUT AN INTENDED MEDICAL PURPOSE INTENDED FOR USE ON THE HUMAN BODY FOR SKIN RESURFACING, TATTOO OR HAIR REMOVAL OR OTHER SKIN TREATMENT | 2 | NO
X | PRODUCTS WITHOUT AN INTENDED MEDICAL PURPOSE (Annex XVI) | X0501 | HIGH INTENSITY ELECTROMAGNETIC RADIATION EMITTING EQUIPMENT WITHOUT AN INTENDED MEDICAL PURPOSE INTENDED FOR USE ON THE HUMAN BODY, FOR SKIN RESURFACING, TATTOO OR HAIR REMOVAL OR OTHER SKIN TREATMENT – LASER | 3 | YES
X | PRODUCTS WITHOUT AN INTENDED MEDICAL PURPOSE (Annex XVI) | X0502 | HIGH INTENSITY ELECTROMAGNETIC RADIATION EMITTING EQUIPMENT WITHOUT AN INTENDED MEDICAL PURPOSE INTENDED FOR USE ON THE HUMAN BODY, FOR SKIN RESURFACING, TATTOO OR HAIR REMOVAL OR OTHER SKIN TREATMENT – INTENSE PULSED LIGHT | 3 | YES
X | PRODUCTS WITHOUT AN INTENDED MEDICAL PURPOSE (Annex XVI) | X0599 | HIGH INTENSITY ELECTROMAGNETIC RADIATION EMITTING EQUIPMENT WITHOUT AN INTENDED MEDICAL PURPOSE INTENDED FOR USE ON THE HUMAN BODY, FOR SKIN RESURFACING, TATTOO OR HAIR REMOVAL OR OTHER SKIN TREATMENT – OTHER | 3 | YES
X | PRODUCTS WITHOUT AN INTENDED MEDICAL PURPOSE (Annex XVI) | X06 | EQUIPMENT WITHOUT AN INTENDED MEDICAL PURPOSE INTENDED FOR BRAIN STIMULATION THAT APPLY ELECTRICAL CURRENTS OR MAGNETIC OR ELECTROMAGNETIC FIELDS THAT PENETRATE THE CRANIUM TO MODIFY NEURONAL ACTIVITY IN THE BRAIN | 2 | YES
Y | DEVICES FOR PERSONS WITH DISABILITIES NOT INCLUDED IN OTHER CATEGORIES | Y | DEVICES FOR PERSONS WITH DISABILITIES NOT INCLUDED IN OTHER CATEGORIES | 1 | NO
Y | DEVICES FOR PERSONS WITH DISABILITIES NOT INCLUDED IN OTHER CATEGORIES | Y05 | ABILITIES LEARNING AND TRAINING DEVICES | 2 | NO
Y | DEVICES FOR PERSONS WITH DISABILITIES NOT INCLUDED IN OTHER CATEGORIES | Y0501 | CONTINENCE TRAINING DEVICES (INCLUDING INCONTINENCE ALARM SYSTEMS) | 3 | YES
Y | DEVICES FOR PERSONS WITH DISABILITIES NOT INCLUDED IN OTHER CATEGORIES | Y0502 | GAIT TRAINERS | 3 | NO
Y | DEVICES FOR PERSONS WITH DISABILITIES NOT INCLUDED IN OTHER CATEGORIES | Y050201 | STANDING SUPPORT GAIT TRAINERS | 4 | YES
Y | DEVICES FOR PERSONS WITH DISABILITIES NOT INCLUDED IN OTHER CATEGORIES | Y050202 | STANDING FRAMES | 4 | YES
Y | DEVICES FOR PERSONS WITH DISABILITIES NOT INCLUDED IN OTHER CATEGORIES | Y0503 | HANDS AND FINGERS RE-EDUCATION DEVICES | 3 | YES
Y | DEVICES FOR PERSONS WITH DISABILITIES NOT INCLUDED IN OTHER CATEGORIES | Y0504 | ARMS, TORSO AND LEGS RE-EDUCATION DEVICES | 3 | YES
Y | DEVICES FOR PERSONS WITH DISABILITIES NOT INCLUDED IN OTHER CATEGORIES | Y0580 | LEARNING AND TRAINING DEVICES - ACCESSORIES | 3 | YES
Y | DEVICES FOR PERSONS WITH DISABILITIES NOT INCLUDED IN OTHER CATEGORIES | Y0599 | LEARNING AND TRAINING DEVICES - OTHER | 3 | YES
Y | DEVICES FOR PERSONS WITH DISABILITIES NOT INCLUDED IN OTHER CATEGORIES | Y06 | EXTERNAL PROSTHESES AND ORTHOSES | 2 | NO
Y | DEVICES FOR PERSONS WITH DISABILITIES NOT INCLUDED IN OTHER CATEGORIES | Y0603 | SPINE ORTHOSES | 3 | NO
Y | DEVICES FOR PERSONS WITH DISABILITIES NOT INCLUDED IN OTHER CATEGORIES | Y060303 | SACROILIAC SPINE ORTHOSES | 4 | YES
Y | DEVICES FOR PERSONS WITH DISABILITIES NOT INCLUDED IN OTHER CATEGORIES | Y060306 | THORACOLUMBAR ORTHOSES | 4 | YES
Y | DEVICES FOR PERSONS WITH DISABILITIES NOT INCLUDED IN OTHER CATEGORIES | Y060307 | THORACIC ORTHOSES | 4 | YES
Y | DEVICES FOR PERSONS WITH DISABILITIES NOT INCLUDED IN OTHER CATEGORIES | Y060308 | LUMBOSACRAL SPINE ORTHOSES | 4 | YES
Y | DEVICES FOR PERSONS WITH DISABILITIES NOT INCLUDED IN OTHER CATEGORIES | Y060309 | THORACOLUMBOSACRAL SPINE ORTHOSES | 4 | YES
Y | DEVICES FOR PERSONS WITH DISABILITIES NOT INCLUDED IN OTHER CATEGORIES | Y060312 | CERVICAL SPINE ORTHOSES | 4 | YES
Y | DEVICES FOR PERSONS WITH DISABILITIES NOT INCLUDED IN OTHER CATEGORIES | Y060315 | CERVICOTHORACIC SPINE ORTHOSES | 4 | YES
Y | DEVICES FOR PERSONS WITH DISABILITIES NOT INCLUDED IN OTHER CATEGORIES | Y060318 | CERVICOTHORACOLUMBOSACRAL SPINE ORTHOSES | 4 | YES
Y | DEVICES FOR PERSONS WITH DISABILITIES NOT INCLUDED IN OTHER CATEGORIES | Y060380 | SPINAL ORTHOSES - ACCESSORIES | 4 | YES
Y | DEVICES FOR PERSONS WITH DISABILITIES NOT INCLUDED IN OTHER CATEGORIES | Y060399 | SPINE ORTHOSES - OTHER | 4 | YES
Y | DEVICES FOR PERSONS WITH DISABILITIES NOT INCLUDED IN OTHER CATEGORIES | Y0604 | ABDOMINAL ORTHOSES | 3 | NO
Y | DEVICES FOR PERSONS WITH DISABILITIES NOT INCLUDED IN OTHER CATEGORIES | Y060403 | ABDOMINAL MUSCLES SUPPORTS | 4 | YES
Y | DEVICES FOR PERSONS WITH DISABILITIES NOT INCLUDED IN OTHER CATEGORIES | Y060406 | ABDOMINAL HERNIA SUPPORTS | 4 | YES
Y | DEVICES FOR PERSONS WITH DISABILITIES NOT INCLUDED IN OTHER CATEGORIES | Y060499 | ABDOMINAL ORTHOSES - OTHER | 4 | YES
Y | DEVICES FOR PERSONS WITH DISABILITIES NOT INCLUDED IN OTHER CATEGORIES | Y0606 | UPPER EXTREMITY ORTHOSES (SPLINTS AND BRACES) | 3 | NO
Y | DEVICES FOR PERSONS WITH DISABILITIES NOT INCLUDED IN OTHER CATEGORIES | Y060603 | FINGERS ORTHOSES | 4 | YES
Y | DEVICES FOR PERSONS WITH DISABILITIES NOT INCLUDED IN OTHER CATEGORIES | Y060606 | HAND ORTHOSES | 4 | YES
Y | DEVICES FOR PERSONS WITH DISABILITIES NOT INCLUDED IN OTHER CATEGORIES | Y060609 | WRIST (FOREARM) ORTHOSES | 4 | YES
Y | DEVICES FOR PERSONS WITH DISABILITIES NOT INCLUDED IN OTHER CATEGORIES | Y060612 | WRIST-HAND ORTHOSES | 4 | YES
Y | DEVICES FOR PERSONS WITH DISABILITIES NOT INCLUDED IN OTHER CATEGORIES | Y060613 | WRIST-HAND-FINGERS ORTHOSES | 4 | YES
Y | DEVICES FOR PERSONS WITH DISABILITIES NOT INCLUDED IN OTHER CATEGORIES | Y060615 | ELBOW ORTHOSES | 4 | YES
Y | DEVICES FOR PERSONS WITH DISABILITIES NOT INCLUDED IN OTHER CATEGORIES | Y060618 | ELBOW-WRIST ORTHOSES | 4 | YES
Y | DEVICES FOR PERSONS WITH DISABILITIES NOT INCLUDED IN OTHER CATEGORIES | Y060619 | ELBOW-WRIST-HAND ORTHOSES | 4 | YES
Y | DEVICES FOR PERSONS WITH DISABILITIES NOT INCLUDED IN OTHER CATEGORIES | Y060621 | SHOULDER ORTHOSES | 4 | YES
Y | DEVICES FOR PERSONS WITH DISABILITIES NOT INCLUDED IN OTHER CATEGORIES | Y060624 | SHOULDER-ELBOW ORTHOSES | 4 | YES
Y | DEVICES FOR PERSONS WITH DISABILITIES NOT INCLUDED IN OTHER CATEGORIES | Y060627 | SHOULDER-ELBOW - WRIST ORTHOSES | 4 | YES
Y | DEVICES FOR PERSONS WITH DISABILITIES NOT INCLUDED IN OTHER CATEGORIES | Y060630 | SHOULDER-ELBOW-WRIST- HAND ORTHOSES | 4 | YES
Y | DEVICES FOR PERSONS WITH DISABILITIES NOT INCLUDED IN OTHER CATEGORIES | Y060680 | UPPER LIMB ORTHOSES - ACCESSORIES | 4 | YES
Y | DEVICES FOR PERSONS WITH DISABILITIES NOT INCLUDED IN OTHER CATEGORIES | Y060699 | ORTHOSES, UPPER EXTREMITY - OTHER | 4 | YES
Y | DEVICES FOR PERSONS WITH DISABILITIES NOT INCLUDED IN OTHER CATEGORIES | Y0612 | ORTHOSIS, LOWER EXTREMITY (INSOLES, LIFTS, SPLINTS, BRACES, CLAMPS) | 3 | NO
Y | DEVICES FOR PERSONS WITH DISABILITIES NOT INCLUDED IN OTHER CATEGORIES | Y061203 | ORTHOSES, FOOT (INCLUDING INSOLES AND INSERTS) | 4 | YES
Y | DEVICES FOR PERSONS WITH DISABILITIES NOT INCLUDED IN OTHER CATEGORIES | Y061206 | ANKLE-FOOT ORTHOSES | 4 | NO
Y | DEVICES FOR PERSONS WITH DISABILITIES NOT INCLUDED IN OTHER CATEGORIES | Y06120601 | PASSIVE ANKLE-FOOT ORTHOSES | 5 | YES
Y | DEVICES FOR PERSONS WITH DISABILITIES NOT INCLUDED IN OTHER CATEGORIES | Y06120602 | ENERGY RETURN ANKLE-FOOT ORTHOSES | 5 | YES
Y | DEVICES FOR PERSONS WITH DISABILITIES NOT INCLUDED IN OTHER CATEGORIES | Y061209 | KNEE ORTHOSES | 4 | YES
Y | DEVICES FOR PERSONS WITH DISABILITIES NOT INCLUDED IN OTHER CATEGORIES | Y061212 | KNEE-ANKLE-FOOT ORTHOSES | 4 | NO
Y | DEVICES FOR PERSONS WITH DISABILITIES NOT INCLUDED IN OTHER CATEGORIES | Y06121201 | PASSIVE KNEE-ANKLE-FOOT ORTHOSES | 5 | YES
Y | DEVICES FOR PERSONS WITH DISABILITIES NOT INCLUDED IN OTHER CATEGORIES | Y06121202 | ENERGY RETURN ORTHOSES FOR KNEE-ANKLE-FOOT | 5 | YES
Y | DEVICES FOR PERSONS WITH DISABILITIES NOT INCLUDED IN OTHER CATEGORIES | Y06121203 | ACTIVE KNEE-ANKLE-FOOT ORTHOSES | 5 | YES
Y | DEVICES FOR PERSONS WITH DISABILITIES NOT INCLUDED IN OTHER CATEGORIES | Y061215 | HIP ORTHOSES (INCLUDING ABDUCTION ORTHOSES) | 4 | YES
Y | DEVICES FOR PERSONS WITH DISABILITIES NOT INCLUDED IN OTHER CATEGORIES | Y061216 | HIP-KNEE ORTHOSES | 4 | YES
Y | DEVICES FOR PERSONS WITH DISABILITIES NOT INCLUDED IN OTHER CATEGORIES | Y061217 | THIGH ORTHOSES | 4 | YES
Y | DEVICES FOR PERSONS WITH DISABILITIES NOT INCLUDED IN OTHER CATEGORIES | Y061218 | HIP-KNEE-ANKLE-FOOT ORTHOSES | 4 | YES
Y | DEVICES FOR PERSONS WITH DISABILITIES NOT INCLUDED IN OTHER CATEGORIES | Y061219 | CHEST-LUMB-SACRAL-HIP-KNEE-ANKLE-FOOT ORTHOSES | 4 | YES
Y | DEVICES FOR PERSONS WITH DISABILITIES NOT INCLUDED IN OTHER CATEGORIES | Y061280 | LOWER LIMB ORTHOSES - ACCESSORIES | 4 | YES
Y | DEVICES FOR PERSONS WITH DISABILITIES NOT INCLUDED IN OTHER CATEGORIES | Y061299 | LOWER EXTREMITY ORTHOSES - OTHER | 4 | YES
Y | DEVICES FOR PERSONS WITH DISABILITIES NOT INCLUDED IN OTHER CATEGORIES | Y0618 | UPPER EXTREMITY PROSTHESES | 3 | NO
Y | DEVICES FOR PERSONS WITH DISABILITIES NOT INCLUDED IN OTHER CATEGORIES | Y061803 | PARTIAL HAND PROSTHESES (INCLUDING FINGERS PROSTHESES) | 4 | YES
Y | DEVICES FOR PERSONS WITH DISABILITIES NOT INCLUDED IN OTHER CATEGORIES | Y061806 | WRIST DISARTICULATION PROSTHESES | 4 | YES
Y | DEVICES FOR PERSONS WITH DISABILITIES NOT INCLUDED IN OTHER CATEGORIES | Y061809 | TRANSRADIAL PROSTHESES (FOR AMPUTATION UNDER ELBOW) | 4 | YES
Y | DEVICES FOR PERSONS WITH DISABILITIES NOT INCLUDED IN OTHER CATEGORIES | Y061812 | ELBOW DISARTICULATION PROSTHESES | 4 | YES
Y | DEVICES FOR PERSONS WITH DISABILITIES NOT INCLUDED IN OTHER CATEGORIES | Y061815 | TRANSHUMERAL PROSTHESES (FOR AMPUTATION ABOVE ELBOW) | 4 | YES
Y | DEVICES FOR PERSONS WITH DISABILITIES NOT INCLUDED IN OTHER CATEGORIES | Y061818 | SHOULDER DISARTICULATION PROSTHESES | 4 | YES
Y | DEVICES FOR PERSONS WITH DISABILITIES NOT INCLUDED IN OTHER CATEGORIES | Y061899 | UPPER EXTREMITY PROSTHESES - OTHER | 4 | YES
Y | DEVICES FOR PERSONS WITH DISABILITIES NOT INCLUDED IN OTHER CATEGORIES | Y0624 | LOWER EXTREMITY PROSTHESES | 3 | NO
Y | DEVICES FOR PERSONS WITH DISABILITIES NOT INCLUDED IN OTHER CATEGORIES | Y062403 | FOOT PARTIAL PROSTHESES (INCLUDING TOE PROSTHESES) | 4 | YES
Y | DEVICES FOR PERSONS WITH DISABILITIES NOT INCLUDED IN OTHER CATEGORIES | Y062409 | TRANSTIBIAL PROSTHESES (FOR AMPUTATION UNDER KNEE) | 4 | YES
Y | DEVICES FOR PERSONS WITH DISABILITIES NOT INCLUDED IN OTHER CATEGORIES | Y062412 | KNEE DISARTICULATION PROSTHESES | 4 | YES
Y | DEVICES FOR PERSONS WITH DISABILITIES NOT INCLUDED IN OTHER CATEGORIES | Y062415 | TRANSFEMORAL PROSTHESES (FOR AMPUTATION ABOVE KNEE) | 4 | YES
Y | DEVICES FOR PERSONS WITH DISABILITIES NOT INCLUDED IN OTHER CATEGORIES | Y062418 | HIP DISARTICULATION PROSTHESES | 4 | YES
Y | DEVICES FOR PERSONS WITH DISABILITIES NOT INCLUDED IN OTHER CATEGORIES | Y062499 | LOWER EXTREMITY PROSTHESES - OTHER | 4 | YES
Y | DEVICES FOR PERSONS WITH DISABILITIES NOT INCLUDED IN OTHER CATEGORIES | Y0627 | COSMETIC AND NON-FUNCTIONAL LOWER LIMB PROSTHESES | 3 | NO
Y | DEVICES FOR PERSONS WITH DISABILITIES NOT INCLUDED IN OTHER CATEGORIES | Y062703 | AESTHETIC FILLERS, CALF AND THIGH | 4 | YES
Y | DEVICES FOR PERSONS WITH DISABILITIES NOT INCLUDED IN OTHER CATEGORIES | Y0630 | NON-EXTREMITY PROSTHESES | 3 | NO
Y | DEVICES FOR PERSONS WITH DISABILITIES NOT INCLUDED IN OTHER CATEGORIES | Y063018 | EXTERNAL BREAST PROSTHESES | 4 | YES
Y | DEVICES FOR PERSONS WITH DISABILITIES NOT INCLUDED IN OTHER CATEGORIES | Y063021 | OCULAR PROSTHESES | 4 | YES
Y | DEVICES FOR PERSONS WITH DISABILITIES NOT INCLUDED IN OTHER CATEGORIES | Y063099 | NON-EXTREMITY PROSTHESES - OTHER | 4 | YES
Y | DEVICES FOR PERSONS WITH DISABILITIES NOT INCLUDED IN OTHER CATEGORIES | Y0633 | ORTHOTIC SHOES | 3 | NO
Y | DEVICES FOR PERSONS WITH DISABILITIES NOT INCLUDED IN OTHER CATEGORIES | Y063303 | READY-MADE ORTHOTIC SHOES | 4 | YES
Y | DEVICES FOR PERSONS WITH DISABILITIES NOT INCLUDED IN OTHER CATEGORIES | Y0699 | EXTERNAL PROSTHESES AND ORTHOSES - OTHER | 3 | YES
Y | DEVICES FOR PERSONS WITH DISABILITIES NOT INCLUDED IN OTHER CATEGORIES | Y09 | PERSONAL CARE AIDS | 2 | NO
Y | DEVICES FOR PERSONS WITH DISABILITIES NOT INCLUDED IN OTHER CATEGORIES | Y0903 | CLOTHES, FOOTWEAR AND COVERS FOR PROSTHESES | 3 | NO
Y | DEVICES FOR PERSONS WITH DISABILITIES NOT INCLUDED IN OTHER CATEGORIES | Y090312 | GLOVES AND HANDLES FOR PROSTHESES | 4 | YES
Y | DEVICES FOR PERSONS WITH DISABILITIES NOT INCLUDED IN OTHER CATEGORIES | Y090327 | SOCKS FOR PROSTHESES | 4 | YES
Y | DEVICES FOR PERSONS WITH DISABILITIES NOT INCLUDED IN OTHER CATEGORIES | Y090342 | SHOES AND BOOTS FOR PROSTHESES | 4 | YES
Y | DEVICES FOR PERSONS WITH DISABILITIES NOT INCLUDED IN OTHER CATEGORIES | Y090399 | CLOTHES, FOOTWEAR AND COVERS FOR PROSTHESES - OTHER | 4 | YES
Y | DEVICES FOR PERSONS WITH DISABILITIES NOT INCLUDED IN OTHER CATEGORIES | Y0906 | BODY PROTECTION DEVICES | 3 | NO
Y | DEVICES FOR PERSONS WITH DISABILITIES NOT INCLUDED IN OTHER CATEGORIES | Y090612 | ARM AND ELBOW PROTECTIONS | 4 | YES
Y | DEVICES FOR PERSONS WITH DISABILITIES NOT INCLUDED IN OTHER CATEGORIES | Y090618 | LEG AND KNEE PROTECTIONS (INCLUDING SOCKS FOR AMPUTATED LEGS) | 4 | YES
Y | DEVICES FOR PERSONS WITH DISABILITIES NOT INCLUDED IN OTHER CATEGORIES | Y090699 | DEVICES FOR BODY PROTECTION - OTHER | 4 | YES
Y | DEVICES FOR PERSONS WITH DISABILITIES NOT INCLUDED IN OTHER CATEGORIES | Y0912 | DEJECTION DEVICES | 3 | NO
Y | DEVICES FOR PERSONS WITH DISABILITIES NOT INCLUDED IN OTHER CATEGORIES | Y091203 | CHAIRS, TOILET AND SHOWER | 4 | YES
Y | DEVICES FOR PERSONS WITH DISABILITIES NOT INCLUDED IN OTHER CATEGORIES | Y091209 | TOILET SEATS | 4 | YES
Y | DEVICES FOR PERSONS WITH DISABILITIES NOT INCLUDED IN OTHER CATEGORIES | Y091212 | TOILET STOOLS | 4 | YES
Y | DEVICES FOR PERSONS WITH DISABILITIES NOT INCLUDED IN OTHER CATEGORIES | Y091215 | TOILET SEATS, RAISED | 4 | YES
Y | DEVICES FOR PERSONS WITH DISABILITIES NOT INCLUDED IN OTHER CATEGORIES | Y091299 | DEJECTION DEVICES - OTHER | 4 | YES
Y | DEVICES FOR PERSONS WITH DISABILITIES NOT INCLUDED IN OTHER CATEGORIES | Y0933 | WASHING, BATHING AND SHOWERING DEVICES | 3 | NO
Y | DEVICES FOR PERSONS WITH DISABILITIES NOT INCLUDED IN OTHER CATEGORIES | Y093303 | FIXED AND ROTARY CHAIRS FOR BATH AND SHOWER | 4 | YES
Y | DEVICES FOR PERSONS WITH DISABILITIES NOT INCLUDED IN OTHER CATEGORIES | Y093312 | SHOWER STRETCHERS | 4 | YES
Y | DEVICES FOR PERSONS WITH DISABILITIES NOT INCLUDED IN OTHER CATEGORIES | Y093399 | WASHING, BATHING AND SHOWERING DEVICES - OTHER | 4 | YES
Y | DEVICES FOR PERSONS WITH DISABILITIES NOT INCLUDED IN OTHER CATEGORIES | Y0999 | PERSONAL CARE AIDS - OTHER | 3 | YES
Y | DEVICES FOR PERSONS WITH DISABILITIES NOT INCLUDED IN OTHER CATEGORIES | Y12 | PERSONAL MOBILITY DEVICES | 2 | NO
Y | DEVICES FOR PERSONS WITH DISABILITIES NOT INCLUDED IN OTHER CATEGORIES | Y1203 | WALKING DEVICES, ONE-HANDED OPERATION | 3 | NO
Y | DEVICES FOR PERSONS WITH DISABILITIES NOT INCLUDED IN OTHER CATEGORIES | Y120303 | WHITE STICKS FOR BLIND PERSONS | 4 | YES
Y | DEVICES FOR PERSONS WITH DISABILITIES NOT INCLUDED IN OTHER CATEGORIES | Y120306 | WALKING CRUTCHES | 4 | NO
Y | DEVICES FOR PERSONS WITH DISABILITIES NOT INCLUDED IN OTHER CATEGORIES | Y12030601 | ELBOW CRUTCHES | 5 | YES
Y | DEVICES FOR PERSONS WITH DISABILITIES NOT INCLUDED IN OTHER CATEGORIES | Y12030602 | CRUTCHES WITH ANTIBRACHIAL SUPPORT | 5 | YES
Y | DEVICES FOR PERSONS WITH DISABILITIES NOT INCLUDED IN OTHER CATEGORIES | Y12030603 | CRUTCHES WITH UNDER-AXLE SUPPORT | 5 | YES
Y | DEVICES FOR PERSONS WITH DISABILITIES NOT INCLUDED IN OTHER CATEGORIES | Y120315 | TRIPODS | 4 | YES
Y | DEVICES FOR PERSONS WITH DISABILITIES NOT INCLUDED IN OTHER CATEGORIES | Y120318 | QUADRIPODS | 4 | YES
Y | DEVICES FOR PERSONS WITH DISABILITIES NOT INCLUDED IN OTHER CATEGORIES | Y120380 | ONE ARM MANIPULATED WALKING AIDS - ACCESSORIES | 4 | YES
Y | DEVICES FOR PERSONS WITH DISABILITIES NOT INCLUDED IN OTHER CATEGORIES | Y120399 | WALKING DEVICES, ONE-HANDED OPERATION - OTHER | 4 | YES
Y | DEVICES FOR PERSONS WITH DISABILITIES NOT INCLUDED IN OTHER CATEGORIES | Y1206 | WALKING DEVICES, TWO-HANDED OPERATION | 3 | NO
Y | DEVICES FOR PERSONS WITH DISABILITIES NOT INCLUDED IN OTHER CATEGORIES | Y120603 | WALKING FRAMES, 4 TIPS | 4 | YES
Y | DEVICES FOR PERSONS WITH DISABILITIES NOT INCLUDED IN OTHER CATEGORIES | Y120606 | WHEELED WALKER | 4 | YES
Y | DEVICES FOR PERSONS WITH DISABILITIES NOT INCLUDED IN OTHER CATEGORIES | Y120609 | WALKING FRAMES WITH CHAIR, 4 WHEELS | 4 | YES
Y | DEVICES FOR PERSONS WITH DISABILITIES NOT INCLUDED IN OTHER CATEGORIES | Y120612 | WALKING TROLLEYS | 4 | YES
Y | DEVICES FOR PERSONS WITH DISABILITIES NOT INCLUDED IN OTHER CATEGORIES | Y120615 | POWER ASSISTED MOBILITY ROLLATORS | 4 | YES
Y | DEVICES FOR PERSONS WITH DISABILITIES NOT INCLUDED IN OTHER CATEGORIES | Y120680 | TWO ARMS MANIPULATED WALKING AIDS - ACCESSORIES | 4 | YES
Y | DEVICES FOR PERSONS WITH DISABILITIES NOT INCLUDED IN OTHER CATEGORIES | Y120699 | WALKING DEVICES, TWO-HANDED OPERATION - OTHER | 4 | YES
Y | DEVICES FOR PERSONS WITH DISABILITIES NOT INCLUDED IN OTHER CATEGORIES | Y1218 | CYCLES | 3 | NO
Y | DEVICES FOR PERSONS WITH DISABILITIES NOT INCLUDED IN OTHER CATEGORIES | Y121801 | BICYCLES | 4 | YES
Y | DEVICES FOR PERSONS WITH DISABILITIES NOT INCLUDED IN OTHER CATEGORIES | Y121806 | PEDAL TRICYCLES | 4 | YES
Y | DEVICES FOR PERSONS WITH DISABILITIES NOT INCLUDED IN OTHER CATEGORIES | Y121809 | MANUALLY PROPELLED TRICYCLES | 4 | YES
Y | DEVICES FOR PERSONS WITH DISABILITIES NOT INCLUDED IN OTHER CATEGORIES | Y121821 | RETRACTORS, BACKRESTS, BRACKETS AND SUPPORTS | 4 | YES
Y | DEVICES FOR PERSONS WITH DISABILITIES NOT INCLUDED IN OTHER CATEGORIES | Y121899 | CYCLES - OTHER | 4 | YES
Y | DEVICES FOR PERSONS WITH DISABILITIES NOT INCLUDED IN OTHER CATEGORIES | Y1221 | WHEELCHAIRS | 3 | NO
Y | DEVICES FOR PERSONS WITH DISABILITIES NOT INCLUDED IN OTHER CATEGORIES | Y122103 | PUSH WHEELCHAIRS | 4 | YES
Y | DEVICES FOR PERSONS WITH DISABILITIES NOT INCLUDED IN OTHER CATEGORIES | Y122106 | REAR SELF-PROPELLED WHEELCHAIRS | 4 | YES
Y | DEVICES FOR PERSONS WITH DISABILITIES NOT INCLUDED IN OTHER CATEGORIES | Y122109 | FRONT SELF-PROPELLED WHEELCHAIRS | 4 | YES
Y | DEVICES FOR PERSONS WITH DISABILITIES NOT INCLUDED IN OTHER CATEGORIES | Y122124 | ELECTRIC SCOOTERS | 4 | YES
Y | DEVICES FOR PERSONS WITH DISABILITIES NOT INCLUDED IN OTHER CATEGORIES | Y122127 | ELECTRIC WHEELCHAIRS | 4 | YES
Y | DEVICES FOR PERSONS WITH DISABILITIES NOT INCLUDED IN OTHER CATEGORIES | Y122130 | DISABILITY MOPEDS, 3-WHEELED | 4 | YES
Y | DEVICES FOR PERSONS WITH DISABILITIES NOT INCLUDED IN OTHER CATEGORIES | Y122199 | WHEELCHAIRS - OTHER | 4 | YES
Y | DEVICES FOR PERSONS WITH DISABILITIES NOT INCLUDED IN OTHER CATEGORIES | Y1224 | WHEELCHAIR ACCESSORIES | 3 | NO
Y | DEVICES FOR PERSONS WITH DISABILITIES NOT INCLUDED IN OTHER CATEGORIES | Y122403 | WHEELCHAIR FOOTRESTS, SUPPORTS AND CONTROLS | 4 | YES
Y | DEVICES FOR PERSONS WITH DISABILITIES NOT INCLUDED IN OTHER CATEGORIES | Y122406 | BELTS, SEATS AND ARMRESTS FOR WHEELCHAIRS | 4 | YES
Y | DEVICES FOR PERSONS WITH DISABILITIES NOT INCLUDED IN OTHER CATEGORIES | Y122409 | HANDRIMS AND ONE-ARM-DRIVE SYSTEMS | 4 | YES
Y | DEVICES FOR PERSONS WITH DISABILITIES NOT INCLUDED IN OTHER CATEGORIES | Y122410 | ELECTRIC PROPULSION UNIT | 4 | YES
Y | DEVICES FOR PERSONS WITH DISABILITIES NOT INCLUDED IN OTHER CATEGORIES | Y122411 | WHEELCHAIR UNICYCLE | 4 | YES
Y | DEVICES FOR PERSONS WITH DISABILITIES NOT INCLUDED IN OTHER CATEGORIES | Y122412 | WHEELCHAIR LIGHTS | 4 | YES
Y | DEVICES FOR PERSONS WITH DISABILITIES NOT INCLUDED IN OTHER CATEGORIES | Y122499 | WHEELCHAIRS ACCESSORIES - OTHER | 4 | YES
Y | DEVICES FOR PERSONS WITH DISABILITIES NOT INCLUDED IN OTHER CATEGORIES | Y1227 | NON-MOTORIZED VEHICLES AND MEANS OF TRANSPORT | 3 | NO
Y | DEVICES FOR PERSONS WITH DISABILITIES NOT INCLUDED IN OTHER CATEGORIES | Y122703 | PUSHCHAIRS | 4 | YES
Y | DEVICES FOR PERSONS WITH DISABILITIES NOT INCLUDED IN OTHER CATEGORIES | Y122799 | NON-MOTORIZED VEHICLES AND MEANS OF TRANSPORT - OTHER | 4 | YES
Y | DEVICES FOR PERSONS WITH DISABILITIES NOT INCLUDED IN OTHER CATEGORIES | Y1299 | PERSONAL MOBILITY DEVICES - OTHER | 3 | YES
Y | DEVICES FOR PERSONS WITH DISABILITIES NOT INCLUDED IN OTHER CATEGORIES | Y15 | DOMESTIC ACTIVITIES AIDS | 2 | NO
Y | DEVICES FOR PERSONS WITH DISABILITIES NOT INCLUDED IN OTHER CATEGORIES | Y1509 | ASSISTIVE EATING AND DRINKING DEVICES | 3 | NO
Y | DEVICES FOR PERSONS WITH DISABILITIES NOT INCLUDED IN OTHER CATEGORIES | Y150912 | CUTLERY | 4 | YES
Y | DEVICES FOR PERSONS WITH DISABILITIES NOT INCLUDED IN OTHER CATEGORIES | Y150915 | GLASSES AND CUPS | 4 | YES
Y | DEVICES FOR PERSONS WITH DISABILITIES NOT INCLUDED IN OTHER CATEGORIES | Y150918 | ADAPTABLE DISHES | 4 | YES
Y | DEVICES FOR PERSONS WITH DISABILITIES NOT INCLUDED IN OTHER CATEGORIES | Y150921 | ADAPTABLE CUTTERS AND EDGES FOR DISHES | 4 | YES
Y | DEVICES FOR PERSONS WITH DISABILITIES NOT INCLUDED IN OTHER CATEGORIES | Y150999 | ASSISTIVE EATING AND DRINKING DEVICES - OTHER | 4 | YES
Y | DEVICES FOR PERSONS WITH DISABILITIES NOT INCLUDED IN OTHER CATEGORIES | Y1599 | HOUSEHOLD ACTIVITIES AIDS - OTHER | 3 | YES
Y | DEVICES FOR PERSONS WITH DISABILITIES NOT INCLUDED IN OTHER CATEGORIES | Y18 | AIDS, FURNITURE AND HOME AIDS FOR PERSONS WITH DISABILITIES | 2 | NO
Y | DEVICES FOR PERSONS WITH DISABILITIES NOT INCLUDED IN OTHER CATEGORIES | Y1803 | ASSISTIVE TABLES | 3 | YES
Y | DEVICES FOR PERSONS WITH DISABILITIES NOT INCLUDED IN OTHER CATEGORIES | Y1809 | CHAIRS / POSTURE SYSTEMS / SEAT POSITIONING AIDS | 3 | NO
Y | DEVICES FOR PERSONS WITH DISABILITIES NOT INCLUDED IN OTHER CATEGORIES | Y180918 | MULTIFUNCTIONAL CHAIRS | 4 | YES
Y | DEVICES FOR PERSONS WITH DISABILITIES NOT INCLUDED IN OTHER CATEGORIES | Y180939 | MODULAR POSTURE SYSTEMS | 4 | YES
Y | DEVICES FOR PERSONS WITH DISABILITIES NOT INCLUDED IN OTHER CATEGORIES | Y180980 | SEATING SYSTEMS / POSTURE SYSTEMS / SEATING AIDS - ACCESSORIES | 4 | YES
Y | DEVICES FOR PERSONS WITH DISABILITIES NOT INCLUDED IN OTHER CATEGORIES | Y180999 | CHAIRS / POSTURE SYSTEMS / SEAT POSITIONING AIDS - OTHER | 4 | YES
Y | DEVICES FOR PERSONS WITH DISABILITIES NOT INCLUDED IN OTHER CATEGORIES | Y1818 | SUPPORT SYSTEMS | 3 | NO
Y | DEVICES FOR PERSONS WITH DISABILITIES NOT INCLUDED IN OTHER CATEGORIES | Y181803 | HANDRAILS | 4 | YES
Y | DEVICES FOR PERSONS WITH DISABILITIES NOT INCLUDED IN OTHER CATEGORIES | Y181806 | HANDLES | 4 | YES
Y | DEVICES FOR PERSONS WITH DISABILITIES NOT INCLUDED IN OTHER CATEGORIES | Y181809 | ARMRESTS | 4 | YES
Y | DEVICES FOR PERSONS WITH DISABILITIES NOT INCLUDED IN OTHER CATEGORIES | Y181899 | SUPPORT SYSTEMS - OTHER | 4 | YES
Y | DEVICES FOR PERSONS WITH DISABILITIES NOT INCLUDED IN OTHER CATEGORIES | Y1830 | LIFTING DEVICES (STAIRLIFTS) | 3 | NO
Y | DEVICES FOR PERSONS WITH DISABILITIES NOT INCLUDED IN OTHER CATEGORIES | Y183012 | MOBILE STAIRLIFTS | 4 | YES
Y | DEVICES FOR PERSONS WITH DISABILITIES NOT INCLUDED IN OTHER CATEGORIES | Y183015 | PORTABLE RAMPS | 4 | YES
Y | DEVICES FOR PERSONS WITH DISABILITIES NOT INCLUDED IN OTHER CATEGORIES | Y183099 | LIFTING DEVICES (STAIRLIFTS) - OTHER | 4 | YES
Y | DEVICES FOR PERSONS WITH DISABILITIES NOT INCLUDED IN OTHER CATEGORIES | Y1899 | AIDS, FURNITURE AND HOME AIDS FOR PERSONS WITH DISABILITIES - OTHER | 3 | YES
Y | DEVICES FOR PERSONS WITH DISABILITIES NOT INCLUDED IN OTHER CATEGORIES | Y21 | COMMUNICATION AND INFORMATION MANAGEMENT AIDS | 2 | NO
Y | DEVICES FOR PERSONS WITH DISABILITIES NOT INCLUDED IN OTHER CATEGORIES | Y2103 | OPTICAL AIDS | 3 | NO
Y | DEVICES FOR PERSONS WITH DISABILITIES NOT INCLUDED IN OTHER CATEGORIES | Y210306 | PRISMATIC OPHTHALMIC LENSES FOR RAISING AND LOWERING THE EYE WITH PROSTHESES | 4 | YES
Y | DEVICES FOR PERSONS WITH DISABILITIES NOT INCLUDED IN OTHER CATEGORIES | Y210321 | FAR SIGHTEDNESS TELESCOPIC SYSTEMS/SPECTACLES | 4 | YES
Y | DEVICES FOR PERSONS WITH DISABILITIES NOT INCLUDED IN OTHER CATEGORIES | Y210324 | NEAR SIGHTEDNESS TELESCOPIC SYSTEMS/SPECTACLES | 4 | YES
Y | DEVICES FOR PERSONS WITH DISABILITIES NOT INCLUDED IN OTHER CATEGORIES | Y210330 | MAGNIFYING ACHROMATIC DOUBLET LENSES | 4 | YES
Y | DEVICES FOR PERSONS WITH DISABILITIES NOT INCLUDED IN OTHER CATEGORIES | Y210333 | PRISMATIC SPECTACLES | 4 | YES
Y | DEVICES FOR PERSONS WITH DISABILITIES NOT INCLUDED IN OTHER CATEGORIES | Y210336 | OCCLUSION AND ANTI-RADIATION FILTERS | 4 | YES
Y | DEVICES FOR PERSONS WITH DISABILITIES NOT INCLUDED IN OTHER CATEGORIES | Y210399 | OPTICAL AIDS - OTHER | 4 | YES
Y | DEVICES FOR PERSONS WITH DISABILITIES NOT INCLUDED IN OTHER CATEGORIES | Y2106 | OPTICAL ELECTRONIC AIDS | 3 | NO
Y | DEVICES FOR PERSONS WITH DISABILITIES NOT INCLUDED IN OTHER CATEGORIES | Y210603 | VIDEO MAGNIFIERS | 4 | YES
Y | DEVICES FOR PERSONS WITH DISABILITIES NOT INCLUDED IN OTHER CATEGORIES | Y210606 | OCR SYSTEMS | 4 | YES
Y | DEVICES FOR PERSONS WITH DISABILITIES NOT INCLUDED IN OTHER CATEGORIES | Y210609 | MAGNIFIERS FOR PERSONAL COMPUTERS | 4 | YES
Y | DEVICES FOR PERSONS WITH DISABILITIES NOT INCLUDED IN OTHER CATEGORIES | Y210699 | ELECTRONIC OPTICAL AIDS - OTHER | 4 | YES
Y | DEVICES FOR PERSONS WITH DISABILITIES NOT INCLUDED IN OTHER CATEGORIES | Y2109 | PERSONAL COMPUTER INPUT AND OUTPUT PERIPHERAL EQUIPMENT | 3 | NO
Y | DEVICES FOR PERSONS WITH DISABILITIES NOT INCLUDED IN OTHER CATEGORIES | Y210905 | EXTERNAL SENSOR INTERFACES | 4 | YES
Y | DEVICES FOR PERSONS WITH DISABILITIES NOT INCLUDED IN OTHER CATEGORIES | Y210906 | MOUSE AND KEYBOARD EMULATORS | 4 | YES
Y | DEVICES FOR PERSONS WITH DISABILITIES NOT INCLUDED IN OTHER CATEGORIES | Y210915 | VOCAL SYNTHESIS DEVICES | 4 | YES
Y | DEVICES FOR PERSONS WITH DISABILITIES NOT INCLUDED IN OTHER CATEGORIES | Y210924 | ARM SUPPORTS | 4 | YES
Y | DEVICES FOR PERSONS WITH DISABILITIES NOT INCLUDED IN OTHER CATEGORIES | Y210999 | PERSONAL COMPUTER INPUT AND OUTPUT PERIPHERAL EQUIPMENT - OTHER | 4 | YES
Y | DEVICES FOR PERSONS WITH DISABILITIES NOT INCLUDED IN OTHER CATEGORIES | Y2115 | WRITING MACHINES AND TEXT PROCESSING SYSTEMS | 3 | NO
Y | DEVICES FOR PERSONS WITH DISABILITIES NOT INCLUDED IN OTHER CATEGORIES | Y211518 | WRITING SOFTWARE | 4 | YES
Y | DEVICES FOR PERSONS WITH DISABILITIES NOT INCLUDED IN OTHER CATEGORIES | Y211599 | WRITING MACHINES AND TEXT PROCESSING SYSTEMS - OTHER | 4 | YES
Y | DEVICES FOR PERSONS WITH DISABILITIES NOT INCLUDED IN OTHER CATEGORIES | Y2127 | NON-OPTICAL READING AIDS | 3 | NO
Y | DEVICES FOR PERSONS WITH DISABILITIES NOT INCLUDED IN OTHER CATEGORIES | Y212703 | PAGE-TURNERS | 4 | YES
Y | DEVICES FOR PERSONS WITH DISABILITIES NOT INCLUDED IN OTHER CATEGORIES | Y212706 | BOOKRESTS | 4 | YES
Y | DEVICES FOR PERSONS WITH DISABILITIES NOT INCLUDED IN OTHER CATEGORIES | Y2136 | TELEPHONES AND TELEPHONING AIDS | 3 | NO
Y | DEVICES FOR PERSONS WITH DISABILITIES NOT INCLUDED IN OTHER CATEGORIES | Y213603 | EASY ACCESS TELEPHONES | 4 | YES
Y | DEVICES FOR PERSONS WITH DISABILITIES NOT INCLUDED IN OTHER CATEGORIES | Y213609 | TELEPHONE COMMUNICATORS | 4 | YES
Y | DEVICES FOR PERSONS WITH DISABILITIES NOT INCLUDED IN OTHER CATEGORIES | Y213624 | TELEPHONE HANDSET REPLACEMENT DEVICES AND CALL SIGNALERS | 4 | YES
Y | DEVICES FOR PERSONS WITH DISABILITIES NOT INCLUDED IN OTHER CATEGORIES | Y213699 | TELEPHONES AND TELEPHONING AIDS - OTHER | 4 | YES
Y | DEVICES FOR PERSONS WITH DISABILITIES NOT INCLUDED IN OTHER CATEGORIES | Y2139 | SOUND TRANSMISSION SYSTEMS | 3 | NO
Y | DEVICES FOR PERSONS WITH DISABILITIES NOT INCLUDED IN OTHER CATEGORIES | Y213924 | MF RECEIVER-TRANSMITTERS | 4 | YES
Y | DEVICES FOR PERSONS WITH DISABILITIES NOT INCLUDED IN OTHER CATEGORIES | Y213999 | SOUND TRANSMISSION SYSTEMS - OTHER | 4 | YES
Y | DEVICES FOR PERSONS WITH DISABILITIES NOT INCLUDED IN OTHER CATEGORIES | Y2142 | INTERPERSONAL COMUNICATION DEVICES | 3 | NO
Y | DEVICES FOR PERSONS WITH DISABILITIES NOT INCLUDED IN OTHER CATEGORIES | Y214209 | ALPHABETIC AND SYMBOLIC COMMUNICATORS | 4 | YES
Y | DEVICES FOR PERSONS WITH DISABILITIES NOT INCLUDED IN OTHER CATEGORIES | Y214212 | VOICE GENERATORS | 4 | YES
Y | DEVICES FOR PERSONS WITH DISABILITIES NOT INCLUDED IN OTHER CATEGORIES | Y214224 | AUGMENTATIVE SOFTWARE | 4 | YES
Y | DEVICES FOR PERSONS WITH DISABILITIES NOT INCLUDED IN OTHER CATEGORIES | Y214299 | DEVICES FOR INTERPERSONAL COMUNICATION - OTHER | 4 | YES
Y | DEVICES FOR PERSONS WITH DISABILITIES NOT INCLUDED IN OTHER CATEGORIES | Y2145 | HEARING AIDS | 3 | NO
Y | DEVICES FOR PERSONS WITH DISABILITIES NOT INCLUDED IN OTHER CATEGORIES | Y214506 | AIR CONDUCTION HEARING AIDS | 4 | NO
Y | DEVICES FOR PERSONS WITH DISABILITIES NOT INCLUDED IN OTHER CATEGORIES | Y21450601 | BEHIND-THE-EAR HEARING AIDS (BTEs) | 5 | NO
Y | DEVICES FOR PERSONS WITH DISABILITIES NOT INCLUDED IN OTHER CATEGORIES | Y2145060101 | BEHIND-THE-EAR HEARING AIDS WITH RECEIVER IN THE DEVICE (BTE) | 6 | YES
Y | DEVICES FOR PERSONS WITH DISABILITIES NOT INCLUDED IN OTHER CATEGORIES | Y2145060102 | BEHIND-THE-EAR HEARING AIDS WITH RECEIVER IN THE CANAL (RIC, RITE) | 6 | YES
Y | DEVICES FOR PERSONS WITH DISABILITIES NOT INCLUDED IN OTHER CATEGORIES | Y21450602 | IN-THE-EAR HEARING AIDS (ITEs) | 5 | NO
Y | DEVICES FOR PERSONS WITH DISABILITIES NOT INCLUDED IN OTHER CATEGORIES | Y2145060201 | HEARING AID IN THE-EAR (ITE) | 6 | YES
Y | DEVICES FOR PERSONS WITH DISABILITIES NOT INCLUDED IN OTHER CATEGORIES | Y2145060202 | HEARING AIDS IN-THE-CANAL (ITC) | 6 | YES
Y | DEVICES FOR PERSONS WITH DISABILITIES NOT INCLUDED IN OTHER CATEGORIES | Y2145060203 | HEARING AIDS COMPLETELY-IN-THE-CANAL (CIC) | 6 | YES
Y | DEVICES FOR PERSONS WITH DISABILITIES NOT INCLUDED IN OTHER CATEGORIES | Y2145060204 | HEARING AIDS INVISIBLE-IN-THE-CANAL (IIC) | 6 | YES
Y | DEVICES FOR PERSONS WITH DISABILITIES NOT INCLUDED IN OTHER CATEGORIES | Y21450603 | BOX HEARING AIDS | 5 | YES
Y | DEVICES FOR PERSONS WITH DISABILITIES NOT INCLUDED IN OTHER CATEGORIES | Y214509 | BONE CONDUCTION HEARING AIDS | 4 | NO
Y | DEVICES FOR PERSONS WITH DISABILITIES NOT INCLUDED IN OTHER CATEGORIES | Y21450901 | SPECTACLE HEARING AIDS | 5 | YES
Y | DEVICES FOR PERSONS WITH DISABILITIES NOT INCLUDED IN OTHER CATEGORIES | Y21450902 | HEADBAND HEARING AIDS | 5 | YES
Y | DEVICES FOR PERSONS WITH DISABILITIES NOT INCLUDED IN OTHER CATEGORIES | Y21450903 | HEARING AIDS WITH ELASTIC BAND | 5 | YES
Y | DEVICES FOR PERSONS WITH DISABILITIES NOT INCLUDED IN OTHER CATEGORIES | Y21450904 | HEARING AIDS USING ADHESIVE PATCH | 5 | YES
Y | DEVICES FOR PERSONS WITH DISABILITIES NOT INCLUDED IN OTHER CATEGORIES | Y214580 | HEARING AIDS OR HEARING DEVICES - ACCESSORIES | 4 | YES
Y | DEVICES FOR PERSONS WITH DISABILITIES NOT INCLUDED IN OTHER CATEGORIES | Y214599 | HEARING AIDS - OTHER | 4 | YES
Y | DEVICES FOR PERSONS WITH DISABILITIES NOT INCLUDED IN OTHER CATEGORIES | Y2151 | ALARM SYSTEMS + SIGNALLING, INDICATION AND REMINDER AIDS | 3 | NO
Y | DEVICES FOR PERSONS WITH DISABILITIES NOT INCLUDED IN OTHER CATEGORIES | Y215112 | CLOCKS FOR PERSONS WITH DISABILITIES | 4 | YES
Y | DEVICES FOR PERSONS WITH DISABILITIES NOT INCLUDED IN OTHER CATEGORIES | Y215199 | ALARM SYSTEMS + SIGNALING, INDICATION AND REMINDER AIDS - OTHER | 4 | YES
Y | DEVICES FOR PERSONS WITH DISABILITIES NOT INCLUDED IN OTHER CATEGORIES | Y2199 | COMMUNICATION AND INFORMATION MANAGEMENT AIDS - OTHER | 3 | YES
Y | DEVICES FOR PERSONS WITH DISABILITIES NOT INCLUDED IN OTHER CATEGORIES | Y24 | OBJECT MANIPULATION DEVICES | 2 | NO
Y | DEVICES FOR PERSONS WITH DISABILITIES NOT INCLUDED IN OTHER CATEGORIES | Y2409 | CONTROL DEVICES AND SYSTEMS | 3 | NO
Y | DEVICES FOR PERSONS WITH DISABILITIES NOT INCLUDED IN OTHER CATEGORIES | Y240918 | CONTROL SENSORS | 4 | YES
Y | DEVICES FOR PERSONS WITH DISABILITIES NOT INCLUDED IN OTHER CATEGORIES | Y240999 | CONTROL DEVICES AND SYSTEMS - OTHER | 4 | YES
Y | DEVICES FOR PERSONS WITH DISABILITIES NOT INCLUDED IN OTHER CATEGORIES | Y2412 | AMBIENT CONTROL SYSTEMS | 3 | NO
Y | DEVICES FOR PERSONS WITH DISABILITIES NOT INCLUDED IN OTHER CATEGORIES | Y241203 | PROGRAMMABLE REMOTE CONTROLS, HOME AUTOMATION SYSTEMS, CONTROL SATELLITES | 4 | YES
Y | DEVICES FOR PERSONS WITH DISABILITIES NOT INCLUDED IN OTHER CATEGORIES | Y241299 | AMBIENT CONTROL SYSTEMS - OTHER | 4 | YES
Y | DEVICES FOR PERSONS WITH DISABILITIES NOT INCLUDED IN OTHER CATEGORIES | Y2418 | ARM, HAND, FINGER FUNCTION AID AND/OR SUBSTITUTION DEVICES | 3 | NO
Y | DEVICES FOR PERSONS WITH DISABILITIES NOT INCLUDED IN OTHER CATEGORIES | Y241815 | FUNCTIONAL HELMETS | 4 | YES
Y | DEVICES FOR PERSONS WITH DISABILITIES NOT INCLUDED IN OTHER CATEGORIES | Y241899 | ARM, HAND, FINGER FUNCTION AID AND/OR SUBSTITUTION DEVICES - OTHER | 4 | YES
Y | DEVICES FOR PERSONS WITH DISABILITIES NOT INCLUDED IN OTHER CATEGORIES | Y2421 | DEVICES FOR REACHING AND GRASPING OBJECTS | 3 | NO
Y | DEVICES FOR PERSONS WITH DISABILITIES NOT INCLUDED IN OTHER CATEGORIES | Y242103 | MANUAL PREHENSILE GRIPPERS | 4 | YES
Y | DEVICES FOR PERSONS WITH DISABILITIES NOT INCLUDED IN OTHER CATEGORIES | Y242199 | DEVICES FOR REACHING AND GRASPING OBJECTS - OTHER | 4 | YES
Y | DEVICES FOR PERSONS WITH DISABILITIES NOT INCLUDED IN OTHER CATEGORIES | Y2499 | DEVICES FOR OBJECT MANIPULATION - OTHER | 3 | YES
Y | DEVICES FOR PERSONS WITH DISABILITIES NOT INCLUDED IN OTHER CATEGORIES | Y99 | DEVICES FOR PERSONS WITH DISABILITIES NOT INCLUDED IN OTHER CATEGORIES - OTHER | 2 | YES
Z | MEDICAL EQUIPMENT AND RELATED ACCESSORIES, SOFTWARE AND CONSUMABLES | Z | MEDICAL EQUIPMENT AND RELATED ACCESSORIES, SOFTWARE AND CONSUMABLES | 1 | NO
Z | MEDICAL EQUIPMENT AND RELATED ACCESSORIES, SOFTWARE AND CONSUMABLES | Z11 | BIOIMAGING AND RADIOTHERAPY INSTRUMENTS | 2 | NO
Z | MEDICAL EQUIPMENT AND RELATED ACCESSORIES, SOFTWARE AND CONSUMABLES | Z1101 | RADIOTHERAPY AND RADIOSURGERY INSTRUMENTS | 3 | NO
Z | MEDICAL EQUIPMENT AND RELATED ACCESSORIES, SOFTWARE AND CONSUMABLES | Z110101 | LINEAR ACCELERATORS | 4 | NO
Z | MEDICAL EQUIPMENT AND RELATED ACCESSORIES, SOFTWARE AND CONSUMABLES | Z11010101 | SINGLE ENERGY LINEAR ACCELERATORS | 5 | YES
Z | MEDICAL EQUIPMENT AND RELATED ACCESSORIES, SOFTWARE AND CONSUMABLES | Z11010102 | MEDIUM AND MULTI ENERGY LINEAR ACCELERATORS | 5 | YES
Z | MEDICAL EQUIPMENT AND RELATED ACCESSORIES, SOFTWARE AND CONSUMABLES | Z11010103 | MULTI AND HIGH ENERGY LINEAR ACCELERATORS | 5 | YES
Z | MEDICAL EQUIPMENT AND RELATED ACCESSORIES, SOFTWARE AND CONSUMABLES | Z11010104 | INTRA-OPERATIVE LINEAR ACCELERATORS | 5 | YES
Z | MEDICAL EQUIPMENT AND RELATED ACCESSORIES, SOFTWARE AND CONSUMABLES | Z11010180 | LINEAR ACCELERATORS - HARDWARE ACCESSORIES | 5 | YES
Z | MEDICAL EQUIPMENT AND RELATED ACCESSORIES, SOFTWARE AND CONSUMABLES | Z11010182 | LINEAR ACCELERATORS - SOFTWARE ACCESSORIES | 5 | YES
Z | MEDICAL EQUIPMENT AND RELATED ACCESSORIES, SOFTWARE AND CONSUMABLES | Z11010185 | LINEAR ACCELERATORS - CONSUMABLES | 5 | YES
Z | MEDICAL EQUIPMENT AND RELATED ACCESSORIES, SOFTWARE AND CONSUMABLES | Z11010192 | LINEAR ACCELERATORS - MEDICAL DEVICE SOFTWARE | 5 | YES
Z | MEDICAL EQUIPMENT AND RELATED ACCESSORIES, SOFTWARE AND CONSUMABLES | Z11010199 | LINEAR ACCELERATORS – OTHER | 5 | YES
Z | MEDICAL EQUIPMENT AND RELATED ACCESSORIES, SOFTWARE AND CONSUMABLES | Z110102 | RADIOTHERAPY SIMULATION INSTRUMENTS | 4 | NO
Z | MEDICAL EQUIPMENT AND RELATED ACCESSORIES, SOFTWARE AND CONSUMABLES | Z11010201 | RADIOTHERAPY SIMULATORS | 5 | YES
Z | MEDICAL EQUIPMENT AND RELATED ACCESSORIES, SOFTWARE AND CONSUMABLES | Z11010202 | COMPUTED TOMOGRAPHY (CT) FOR RADIOTHERAPY SIMULATION | 5 | YES
Z | MEDICAL EQUIPMENT AND RELATED ACCESSORIES, SOFTWARE AND CONSUMABLES | Z11010280 | INSTRUMENTS FOR RADIOTHERAPY SIMULATION - HARDWARE ACCESSORIES | 5 | YES
Z | MEDICAL EQUIPMENT AND RELATED ACCESSORIES, SOFTWARE AND CONSUMABLES | Z11010282 | INSTRUMENTS FOR RADIOTHERAPY SIMULATION - SOFTWARE ACCESSORIES | 5 | YES
Z | MEDICAL EQUIPMENT AND RELATED ACCESSORIES, SOFTWARE AND CONSUMABLES | Z11010285 | INSTRUMENTS FOR RADIOTHERAPY SIMULATION - CONSUMABLES | 5 | YES
Z | MEDICAL EQUIPMENT AND RELATED ACCESSORIES, SOFTWARE AND CONSUMABLES | Z11010292 | INSTRUMENTS FOR RADIOTHERAPY SIMULATION - MEDICAL DEVICE SOFTWARE | 5 | YES
Z | MEDICAL EQUIPMENT AND RELATED ACCESSORIES, SOFTWARE AND CONSUMABLES | Z110103 | BRACHYTHERAPY RADIATION INSTRUMENTS | 4 | NO
Z | MEDICAL EQUIPMENT AND RELATED ACCESSORIES, SOFTWARE AND CONSUMABLES | Z11010301 | BRACHYTHERAPY RADIATION SYSTEMS | 5 | YES
Z | MEDICAL EQUIPMENT AND RELATED ACCESSORIES, SOFTWARE AND CONSUMABLES | Z11010380 | BRACHYTHERAPY RADIATION SYSTEMS - HARDWARE ACCESSORIES | 5 | YES
Z | MEDICAL EQUIPMENT AND RELATED ACCESSORIES, SOFTWARE AND CONSUMABLES | Z11010382 | BRACHYTHERAPY RADIATION SYSTEMS - SOFTWARE ACCESSORIES | 5 | YES
Z | MEDICAL EQUIPMENT AND RELATED ACCESSORIES, SOFTWARE AND CONSUMABLES | Z11010385 | BRACHYTHERAPY RADIATION SYSTEMS - CONSUMABLES | 5 | YES
Z | MEDICAL EQUIPMENT AND RELATED ACCESSORIES, SOFTWARE AND CONSUMABLES | Z11010392 | BRACHYTHERAPY RADIATION SYSTEMS - MEDICAL DEVICE SOFTWARE | 5 | YES
Z | MEDICAL EQUIPMENT AND RELATED ACCESSORIES, SOFTWARE AND CONSUMABLES | Z110104 | RADIOTHERAPY TREATMENT PLANNING INSTRUMENTS | 4 | NO
Z | MEDICAL EQUIPMENT AND RELATED ACCESSORIES, SOFTWARE AND CONSUMABLES | Z11010401 | RADIOTHERAPY TREATMENT PLANNING SYSTEMS | 5 | YES
Z | MEDICAL EQUIPMENT AND RELATED ACCESSORIES, SOFTWARE AND CONSUMABLES | Z11010480 | RADIOTHERAPY TREATMENT PLANNING INSTRUMENTS - HARDWARE ACCESSORIES | 5 | YES
Z | MEDICAL EQUIPMENT AND RELATED ACCESSORIES, SOFTWARE AND CONSUMABLES | Z11010482 | RADIOTHERAPY TREATMENT PLANNING INSTRUMENTS - SOFTWARE ACCESSORIES | 5 | YES
Z | MEDICAL EQUIPMENT AND RELATED ACCESSORIES, SOFTWARE AND CONSUMABLES | Z11010485 | RADIOTHERAPY TREATMENT PLANNING INSTRUMENTS - CONSUMABLES | 5 | YES
Z | MEDICAL EQUIPMENT AND RELATED ACCESSORIES, SOFTWARE AND CONSUMABLES | Z11010492 | RADIOTHERAPY TREATMENT PLANNING INSTRUMENTS - MEDICAL DEVICE SOFTWARE | 5 | YES
Z | MEDICAL EQUIPMENT AND RELATED ACCESSORIES, SOFTWARE AND CONSUMABLES | Z110105 | INTRAVASCULAR RADIOTHERAPY INSTRUMENTS | 4 | NO
Z | MEDICAL EQUIPMENT AND RELATED ACCESSORIES, SOFTWARE AND CONSUMABLES | Z11010501 | INTRAVASCULAR RADIOTHERAPY SYSTEMS | 5 | YES
Z | MEDICAL EQUIPMENT AND RELATED ACCESSORIES, SOFTWARE AND CONSUMABLES | Z11010580 | INTRAVASCULAR RADIOTHERAPY INSTRUMENTS - HARDWARE ACCESSORIES | 5 | YES
Z | MEDICAL EQUIPMENT AND RELATED ACCESSORIES, SOFTWARE AND CONSUMABLES | Z11010582 | INTRAVASCULAR RADIOTHERAPY INSTRUMENTS - SOFTWARE ACCESSORIES | 5 | YES
Z | MEDICAL EQUIPMENT AND RELATED ACCESSORIES, SOFTWARE AND CONSUMABLES | Z11010585 | INTRAVASCULAR RADIOTHERAPY INSTRUMENTS - CONSUMABLES | 5 | YES
Z | MEDICAL EQUIPMENT AND RELATED ACCESSORIES, SOFTWARE AND CONSUMABLES | Z11010592 | INTRAVASCULAR RADIOTHERAPY INSTRUMENTS - MEDICAL DEVICE SOFTWARE | 5 | YES
Z | MEDICAL EQUIPMENT AND RELATED ACCESSORIES, SOFTWARE AND CONSUMABLES | Z110107 | RADIOSURGERY INSTRUMENTS | 4 | NO
Z | MEDICAL EQUIPMENT AND RELATED ACCESSORIES, SOFTWARE AND CONSUMABLES | Z11010701 | RADIOSURGERY SYSTEMS | 5 | YES
Z | MEDICAL EQUIPMENT AND RELATED ACCESSORIES, SOFTWARE AND CONSUMABLES | Z11010780 | RADIOSURGERY INSTRUMENTS - HARDWARE ACCESSORIES | 5 | YES
Z | MEDICAL EQUIPMENT AND RELATED ACCESSORIES, SOFTWARE AND CONSUMABLES | Z11010782 | RADIOSURGERY INSTRUMENTS - SOFTWARE ACCESSORIES | 5 | YES
Z | MEDICAL EQUIPMENT AND RELATED ACCESSORIES, SOFTWARE AND CONSUMABLES | Z11010785 | RADIOSURGERY INSTRUMENTS - CONSUMABLES | 5 | YES
Z | MEDICAL EQUIPMENT AND RELATED ACCESSORIES, SOFTWARE AND CONSUMABLES | Z11010792 | RADIOSURGERY INSTRUMENTS - MEDICAL DEVICE SOFTWARE | 5 | YES
Z | MEDICAL EQUIPMENT AND RELATED ACCESSORIES, SOFTWARE AND CONSUMABLES | Z110108 | TOMOTHERAPY INSTRUMENTS | 4 | NO
Z | MEDICAL EQUIPMENT AND RELATED ACCESSORIES, SOFTWARE AND CONSUMABLES | Z11010801 | TOMOTHERAPY SYSTEMS | 5 | YES
Z | MEDICAL EQUIPMENT AND RELATED ACCESSORIES, SOFTWARE AND CONSUMABLES | Z11010880 | TOMOTHERAPY INSTRUMENTS - HARDWARE ACCESSORIES | 5 | YES
Z | MEDICAL EQUIPMENT AND RELATED ACCESSORIES, SOFTWARE AND CONSUMABLES | Z11010882 | TOMOTHERAPY INSTRUMENTS - SOFTWARE ACCESSORIES | 5 | YES
Z | MEDICAL EQUIPMENT AND RELATED ACCESSORIES, SOFTWARE AND CONSUMABLES | Z11010885 | TOMOTHERAPY INSTRUMENTS - CONSUMABLES | 5 | YES
Z | MEDICAL EQUIPMENT AND RELATED ACCESSORIES, SOFTWARE AND CONSUMABLES | Z11010892 | TOMOTHERAPY INSTRUMENTS - MEDICAL DEVICE SOFTWARE | 5 | YES
Z | MEDICAL EQUIPMENT AND RELATED ACCESSORIES, SOFTWARE AND CONSUMABLES | Z110109 | MAGNETIC RESONANCE RADIOTHERAPY INSTRUMENTS | 4 | NO
Z | MEDICAL EQUIPMENT AND RELATED ACCESSORIES, SOFTWARE AND CONSUMABLES | Z11010901 | INTEGRATED SYSTEMS FOR MAGNETIC RESONANCE RADIOTHERAPY | 5 | YES
Z | MEDICAL EQUIPMENT AND RELATED ACCESSORIES, SOFTWARE AND CONSUMABLES | Z11010980 | MAGNETIC RESONANCE RADIOTHERAPY INSTRUMENTS - HARDWARE ACCESSORIES | 5 | YES
Z | MEDICAL EQUIPMENT AND RELATED ACCESSORIES, SOFTWARE AND CONSUMABLES | Z11010982 | MAGNETIC RESONANCE RADIOTHERAPY INSTRUMENTS - SOFTWARE ACCESSORIES | 5 | YES
Z | MEDICAL EQUIPMENT AND RELATED ACCESSORIES, SOFTWARE AND CONSUMABLES | Z11010985 | MAGNETIC RESONANCE RADIOTHERAPY INSTRUMENTS - SPECIFIC MATERIALS | 5 | YES
Z | MEDICAL EQUIPMENT AND RELATED ACCESSORIES, SOFTWARE AND CONSUMABLES | Z11010992 | MAGNETIC RESONANCE RADIOTHERAPY INSTRUMENTS - MEDICAL DEVICE SOFTWARE | 5 | YES
Z | MEDICAL EQUIPMENT AND RELATED ACCESSORIES, SOFTWARE AND CONSUMABLES | Z110110 | INSTRUMENTS FOR PROTON THERAPY | 4 | NO
Z | MEDICAL EQUIPMENT AND RELATED ACCESSORIES, SOFTWARE AND CONSUMABLES | Z11011001 | PROTON THERAPY SYSTEMS | 5 | YES
Z | MEDICAL EQUIPMENT AND RELATED ACCESSORIES, SOFTWARE AND CONSUMABLES | Z11011080 | PROTON THERAPY INSTRUMENTS - HARDWARE ACCESSORIES | 5 | YES
Z | MEDICAL EQUIPMENT AND RELATED ACCESSORIES, SOFTWARE AND CONSUMABLES | Z11011082 | PROTON THERAPY INSTRUMENTS - SOFTWARE ACCESSORIES | 5 | YES
Z | MEDICAL EQUIPMENT AND RELATED ACCESSORIES, SOFTWARE AND CONSUMABLES | Z11011085 | PROTON THERAPY INSTRUMENTS - CONSUMABLES | 5 | YES
Z | MEDICAL EQUIPMENT AND RELATED ACCESSORIES, SOFTWARE AND CONSUMABLES | Z11011092 | PROTON THERAPY INSTRUMENTS - MEDICAL DEVICE SOFTWARE | 5 | YES
Z | MEDICAL EQUIPMENT AND RELATED ACCESSORIES, SOFTWARE AND CONSUMABLES | Z110190 | VARIOUS RADIOTHERAPY AND RADIOSURGERY INSTRUMENTS | 4 | NO
Z | MEDICAL EQUIPMENT AND RELATED ACCESSORIES, SOFTWARE AND CONSUMABLES | Z11019001 | CAESIUM THERAPY EQUIPMENT | 5 | YES
Z | MEDICAL EQUIPMENT AND RELATED ACCESSORIES, SOFTWARE AND CONSUMABLES | Z11019002 | COBALT THERAPY EQUIPMENT | 5 | YES
Z | MEDICAL EQUIPMENT AND RELATED ACCESSORIES, SOFTWARE AND CONSUMABLES | Z11020280 | INTEGRATED CT/GAMMA CAMERA SYSTEMS - HARDWARE ACCESSORIES | 5 | YES
Z | MEDICAL EQUIPMENT AND RELATED ACCESSORIES, SOFTWARE AND CONSUMABLES | Z11020282 | INTEGRATED CT/GAMMA CAMERA SYSTEMS - SOFTWARE ACCESSORIES | 5 | YES
Z | MEDICAL EQUIPMENT AND RELATED ACCESSORIES, SOFTWARE AND CONSUMABLES | Z11020285 | INTEGRATED CT/GAMMA CAMERA SYSTEMS - CONSUMABLES | 5 | YES
Z | MEDICAL EQUIPMENT AND RELATED ACCESSORIES, SOFTWARE AND CONSUMABLES | Z11020292 | INTEGRATED CT/GAMMA CAMERA SYSTEMS - MEDICAL DEVICE SOFTWARE | 5 | YES
Z | MEDICAL EQUIPMENT AND RELATED ACCESSORIES, SOFTWARE AND CONSUMABLES | Z110203 | INTEGRATED CT/PET SYSTEMS | 4 | NO
Z | MEDICAL EQUIPMENT AND RELATED ACCESSORIES, SOFTWARE AND CONSUMABLES | Z11020301 | CT/PET SYSTEMS | 5 | YES
Z | MEDICAL EQUIPMENT AND RELATED ACCESSORIES, SOFTWARE AND CONSUMABLES | Z11020380 | INTEGRATED CT/PET SYSTEMS - HARDWARE ACCESSORIES | 5 | YES
Z | MEDICAL EQUIPMENT AND RELATED ACCESSORIES, SOFTWARE AND CONSUMABLES | Z11020382 | INTEGRATED CT/PET SYSTEMS - SOFTWARE ACCESSORIES | 5 | YES
Z | MEDICAL EQUIPMENT AND RELATED ACCESSORIES, SOFTWARE AND CONSUMABLES | Z11020385 | INTEGRATED CT/PET SYSTEMS - CONSUMABLES | 5 | YES
Z | MEDICAL EQUIPMENT AND RELATED ACCESSORIES, SOFTWARE AND CONSUMABLES | Z11020392 | INTEGRATED CT/PET SYSTEMS - MEDICAL DEVICE SOFTWARE | 5 | YES
Z | MEDICAL EQUIPMENT AND RELATED ACCESSORIES, SOFTWARE AND CONSUMABLES | Z110204 | POSITRON EMISSION TOMOGRAPHY INSTRUMENTS | 4 | NO
Z | MEDICAL EQUIPMENT AND RELATED ACCESSORIES, SOFTWARE AND CONSUMABLES | Z11020401 | POSITRON EMISSION TOMOGRAPHS | 5 | YES
Z | MEDICAL EQUIPMENT AND RELATED ACCESSORIES, SOFTWARE AND CONSUMABLES | Z11020480 | POSITRON EMISSION TOMOGRAPHY INSTRUMENTS - HARDWARE ACCESSORIES | 5 | YES
Z | MEDICAL EQUIPMENT AND RELATED ACCESSORIES, SOFTWARE AND CONSUMABLES | Z11020482 | POSITRON EMISSION TOMOGRAPHY INSTRUMENTS - SOFTWARE ACCESSORIES | 5 | YES
Z | MEDICAL EQUIPMENT AND RELATED ACCESSORIES, SOFTWARE AND CONSUMABLES | Z11020485 | POSITRON EMISSION TOMOGRAPHY INSTRUMENTS - CONSUMABLES | 5 | YES
Z | MEDICAL EQUIPMENT AND RELATED ACCESSORIES, SOFTWARE AND CONSUMABLES | Z11020492 | POSITRON EMISSION TOMOGRAPHY INSTRUMENTS - MEDICAL DEVICE SOFTWARE | 5 | YES
Z | MEDICAL EQUIPMENT AND RELATED ACCESSORIES, SOFTWARE AND CONSUMABLES | Z110205 | RADIOISOTOPE SCANNERS | 4 | YES
Z | MEDICAL EQUIPMENT AND RELATED ACCESSORIES, SOFTWARE AND CONSUMABLES | Z110206 | INTRAOPERATIVE RADIOISOTOPE SCANNERS | 4 | YES
Z | MEDICAL EQUIPMENT AND RELATED ACCESSORIES, SOFTWARE AND CONSUMABLES | Z110207 | INTEGRATED MRI/PET SYSTEMS | 4 | NO
Z | MEDICAL EQUIPMENT AND RELATED ACCESSORIES, SOFTWARE AND CONSUMABLES | Z11020701 | MRI/PET SYSTEMS | 5 | YES
Z | MEDICAL EQUIPMENT AND RELATED ACCESSORIES, SOFTWARE AND CONSUMABLES | Z11020780 | INTEGRATED MRI/PET SYSTEMS - HARDWARE ACCESSORIES | 5 | YES
Z | MEDICAL EQUIPMENT AND RELATED ACCESSORIES, SOFTWARE AND CONSUMABLES | Z11020782 | INTEGRATED MRI/PET SYSTEMS - SOFTWARE ACCESSORIES | 5 | YES
Z | MEDICAL EQUIPMENT AND RELATED ACCESSORIES, SOFTWARE AND CONSUMABLES | Z11020785 | INTEGRATED MRI/PET SYSTEMS - CONSUMABLES | 5 | YES
Z | MEDICAL EQUIPMENT AND RELATED ACCESSORIES, SOFTWARE AND CONSUMABLES | Z11020792 | INTEGRATED MRI/PET SYSTEMS - MEDICAL DEVICE SOFTWARE | 5 | YES
Z | MEDICAL EQUIPMENT AND RELATED ACCESSORIES, SOFTWARE AND CONSUMABLES | Z110290 | VARIOUS INSTRUMENTS FOR NUCLEAR MEDICINE | 4 | NO
Z | MEDICAL EQUIPMENT AND RELATED ACCESSORIES, SOFTWARE AND CONSUMABLES | Z11029001 | BETA/GAMMA DETECTORS | 5 | YES
Z | MEDICAL EQUIPMENT AND RELATED ACCESSORIES, SOFTWARE AND CONSUMABLES | Z11029002 | CYCLOTRONS | 5 | YES
Z | MEDICAL EQUIPMENT AND RELATED ACCESSORIES, SOFTWARE AND CONSUMABLES | Z11029003 | LYMPHOSCINTIGRAPHS | 5 | YES
Z | MEDICAL EQUIPMENT AND RELATED ACCESSORIES, SOFTWARE AND CONSUMABLES | Z11029004 | RADIOACTIVE GAS PRODUCERS | 5 | YES
Z | MEDICAL EQUIPMENT AND RELATED ACCESSORIES, SOFTWARE AND CONSUMABLES | Z11029005 | AUTOMATIC DOSE CALIBRATORS | 5 | YES
Z | MEDICAL EQUIPMENT AND RELATED ACCESSORIES, SOFTWARE AND CONSUMABLES | Z11029080 | VARIOUS INSTRUMENTS FOR NUCLEAR MEDICINE - HARDWARE ACCESSORIES | 5 | YES
Z | MEDICAL EQUIPMENT AND RELATED ACCESSORIES, SOFTWARE AND CONSUMABLES | Z11029082 | VARIOUS INSTRUMENTS FOR NUCLEAR MEDICINE - SOFTWARE ACCESSORIES | 5 | YES
Z | MEDICAL EQUIPMENT AND RELATED ACCESSORIES, SOFTWARE AND CONSUMABLES | Z11029085 | VARIOUS INSTRUMENTS FOR NUCLEAR MEDICINE - CONSUMABLES | 5 | YES
Z | MEDICAL EQUIPMENT AND RELATED ACCESSORIES, SOFTWARE AND CONSUMABLES | Z11029092 | VARIOUS INSTRUMENTS FOR NUCLEAR MEDICINE - MEDICAL DEVICE SOFTWARE | 5 | YES
Z | MEDICAL EQUIPMENT AND RELATED ACCESSORIES, SOFTWARE AND CONSUMABLES | Z11029099 | VARIOUS INSTRUMENTS FOR NUCLEAR MEDICINE - OTHER | 5 | YES
Z | MEDICAL EQUIPMENT AND RELATED ACCESSORIES, SOFTWARE AND CONSUMABLES | Z1103 | DIAGNOSTIC AND INTERVENTIONAL RADIOLOGY INSTRUMENTS | 3 | NO
Z | MEDICAL EQUIPMENT AND RELATED ACCESSORIES, SOFTWARE AND CONSUMABLES | Z110301 | DIGITAL ANGIOGRAPHY SYSTEMS | 4 | NO
Z | MEDICAL EQUIPMENT AND RELATED ACCESSORIES, SOFTWARE AND CONSUMABLES | Z11030101 | MOBILE ANGIOGRAPHY SYSTEMS FOR ANGIOPLASTY AND CATHETERIZATION | 5 | YES
Z | MEDICAL EQUIPMENT AND RELATED ACCESSORIES, SOFTWARE AND CONSUMABLES | Z11030102 | STATIONARY ANGIOGRAPHY SYSTEMS FOR ANGIOGRAPHIC AND CARDIOLOGIC STUDIES | 5 | YES
Z | MEDICAL EQUIPMENT AND RELATED ACCESSORIES, SOFTWARE AND CONSUMABLES | Z11030103 | BIPLANAR ANGIOGRAPHY SYSTEMS | 5 | YES
Z | MEDICAL EQUIPMENT AND RELATED ACCESSORIES, SOFTWARE AND CONSUMABLES | Z11030180 | DIGITAL ANGIOGRAPHY SYSTEMS - HARDWARE ACCESSORIES | 5 | YES
Z | MEDICAL EQUIPMENT AND RELATED ACCESSORIES, SOFTWARE AND CONSUMABLES | Z11030182 | DIGITAL ANGIOGRAPHY SYSTEMS - SOFTWARE ACCESSORIES | 5 | YES
Z | MEDICAL EQUIPMENT AND RELATED ACCESSORIES, SOFTWARE AND CONSUMABLES | Z11030185 | DIGITAL ANGIOGRAPHY SYSTEMS - CONSUMABLES | 5 | YES
Z | MEDICAL EQUIPMENT AND RELATED ACCESSORIES, SOFTWARE AND CONSUMABLES | Z11030192 | DIGITAL ANGIOGRAPHY SYSTEMS - MEDICAL DEVICE SOFTWARE | 5 | YES
Z | MEDICAL EQUIPMENT AND RELATED ACCESSORIES, SOFTWARE AND CONSUMABLES | Z110302 | MAMMOGRAPHY SYSTEMS | 4 | NO
Z | MEDICAL EQUIPMENT AND RELATED ACCESSORIES, SOFTWARE AND CONSUMABLES | Z11030201 | CONVENTIONAL MAMMOGRAPHY SYSTEMS | 5 | YES
Z | MEDICAL EQUIPMENT AND RELATED ACCESSORIES, SOFTWARE AND CONSUMABLES | Z11030202 | DIGITAL MAMMOGRAPHY SYSTEMS | 5 | YES
Z | MEDICAL EQUIPMENT AND RELATED ACCESSORIES, SOFTWARE AND CONSUMABLES | Z11030280 | MAMMOGRAPHY SYSTEMS - HARDWARE ACCESSORIES | 5 | NO
Z | MEDICAL EQUIPMENT AND RELATED ACCESSORIES, SOFTWARE AND CONSUMABLES | Z1103028001 | STEREOTACTIC MODULES FOR MAMMOGRAPHY | 6 | YES
Z | MEDICAL EQUIPMENT AND RELATED ACCESSORIES, SOFTWARE AND CONSUMABLES | Z1103028099 | MAMMOGRAPHY SYSTEMS - HARDWARE - OTHER | 6 | YES
Z | MEDICAL EQUIPMENT AND RELATED ACCESSORIES, SOFTWARE AND CONSUMABLES | Z11030282 | MAMMOGRAPHY SYSTEMS - SOFTWARE ACCESSORIES | 5 | YES
Z | MEDICAL EQUIPMENT AND RELATED ACCESSORIES, SOFTWARE AND CONSUMABLES | Z11030285 | MAMMOGRAPHY SYSTEMS - CONSUMABLES | 5 | YES
Z | MEDICAL EQUIPMENT AND RELATED ACCESSORIES, SOFTWARE AND CONSUMABLES | Z11030292 | MAMMOGRAPHY SYSTEMS - MEDICAL DEVICE SOFTWARE | 5 | YES
Z | MEDICAL EQUIPMENT AND RELATED ACCESSORIES, SOFTWARE AND CONSUMABLES | Z110303 | INSTRUMENTS FOR EXTRAORAL DENTAL RADIOLOGY | 4 | NO
Z | MEDICAL EQUIPMENT AND RELATED ACCESSORIES, SOFTWARE AND CONSUMABLES | Z11030301 | EQUIPMENT FOR EXTRAORAL DENTAL RADIOLOGY | 5 | NO
Z | MEDICAL EQUIPMENT AND RELATED ACCESSORIES, SOFTWARE AND CONSUMABLES | Z1103030101 | EQUIPMENT FOR EXTRAORAL DENTAL RADIOLOGY, CONVENTIONAL | 6 | YES
Z | MEDICAL EQUIPMENT AND RELATED ACCESSORIES, SOFTWARE AND CONSUMABLES | Z1103030102 | EQUIPMENT FOR EXTRAORAL DENTAL RADIOLOGY, DIGITAL | 6 | YES
Z | MEDICAL EQUIPMENT AND RELATED ACCESSORIES, SOFTWARE AND CONSUMABLES | Z11030380 | INSTRUMENTS FOR EXTRAORAL DENTAL RADIOLOGY - HARDWARE ACCESSORIES | 5 | YES
Z | MEDICAL EQUIPMENT AND RELATED ACCESSORIES, SOFTWARE AND CONSUMABLES | Z11030382 | INSTRUMENTS FOR EXTRAORAL DENTAL RADIOLOGY - SOFTWARE ACCESSORIES | 5 | YES
Z | MEDICAL EQUIPMENT AND RELATED ACCESSORIES, SOFTWARE AND CONSUMABLES | Z11030385 | INSTRUMENTS FOR EXTRAORAL DENTAL RADIOLOGY - CONSUMABLES | 5 | YES
Z | MEDICAL EQUIPMENT AND RELATED ACCESSORIES, SOFTWARE AND CONSUMABLES | Z11030392 | INSTRUMENTS FOR EXTRAORAL DENTAL RADIOLOGY - MEDICAL DEVICE SOFTWARE | 5 | YES
Z | MEDICAL EQUIPMENT AND RELATED ACCESSORIES, SOFTWARE AND CONSUMABLES | Z110304 | INSTRUMENTS FOR ENDORAL RADIOLOGY | 4 | NO
Z | MEDICAL EQUIPMENT AND RELATED ACCESSORIES, SOFTWARE AND CONSUMABLES | Z11030401 | ENDORAL RADIOLOGY EQUIPMENT | 5 | NO
Z | MEDICAL EQUIPMENT AND RELATED ACCESSORIES, SOFTWARE AND CONSUMABLES | Z1103040101 | EQUIPMENT FOR CONVENTIONAL ENDORAL RADIOLOGY | 6 | YES
Z | MEDICAL EQUIPMENT AND RELATED ACCESSORIES, SOFTWARE AND CONSUMABLES | Z1103040102 | EQUIPMENT FOR DIGITAL ENDORAL RADIOLOGY | 6 | YES
Z | MEDICAL EQUIPMENT AND RELATED ACCESSORIES, SOFTWARE AND CONSUMABLES | Z11030402 | SYSTEMS FOR INTRAORAL DIGITAL VIDEORADIOGRAPHY | 5 | YES
Z | MEDICAL EQUIPMENT AND RELATED ACCESSORIES, SOFTWARE AND CONSUMABLES | Z11030480 | INSTRUMENTS FOR ENDORAL RADIOLOGY - CONSUMABLES | 5 | YES
Z | MEDICAL EQUIPMENT AND RELATED ACCESSORIES, SOFTWARE AND CONSUMABLES | Z11030482 | INSTRUMENTS FOR RADIOLOGICAL SECTION | 5 | YES
Z | MEDICAL EQUIPMENT AND RELATED ACCESSORIES, SOFTWARE AND CONSUMABLES | Z11030485 | INSTRUMENTS FOR DIGITAL ENDORAL RADIOLOGY - CONSUMABLES | 5 | YES
Z | MEDICAL EQUIPMENT AND RELATED ACCESSORIES, SOFTWARE AND CONSUMABLES | Z11030492 | INSTRUMENTS FOR DIGITAL ENDORAL RADIOLOGY - MEDICAL DEVICE SOFTWARE | 5 | YES
Z | MEDICAL EQUIPMENT AND RELATED ACCESSORIES, SOFTWARE AND CONSUMABLES | Z110305 | RADIOLOGY INSTRUMENTS | 4 | NO
Z | MEDICAL EQUIPMENT AND RELATED ACCESSORIES, SOFTWARE AND CONSUMABLES | Z11030501 | COLUMN STANDS FOR RADIOLOGICAL EQUIPMENT | 5 | YES
Z | MEDICAL EQUIPMENT AND RELATED ACCESSORIES, SOFTWARE AND CONSUMABLES | Z11030502 | CEILING STANDS FOR RADIOLOGICAL EQUIPMENT | 5 | YES
Z | MEDICAL EQUIPMENT AND RELATED ACCESSORIES, SOFTWARE AND CONSUMABLES | Z11030503 | PATIENT TABLES FOR RADIOLOGICAL EQUIPMENT | 5 | YES
Z | MEDICAL EQUIPMENT AND RELATED ACCESSORIES, SOFTWARE AND CONSUMABLES | Z11030504 | TILTING TABLES FOR RADIOLOGY EQUIPMENT | 5 | YES
Z | MEDICAL EQUIPMENT AND RELATED ACCESSORIES, SOFTWARE AND CONSUMABLES | Z11030505 | TOMOGRAPHY TABLES | 5 | YES
Z | MEDICAL EQUIPMENT AND RELATED ACCESSORIES, SOFTWARE AND CONSUMABLES | Z11030506 | TELERADIOGRAPHS | 5 | YES
Z | MEDICAL EQUIPMENT AND RELATED ACCESSORIES, SOFTWARE AND CONSUMABLES | Z11030507 | TOMOGRAPHS | 5 | YES
Z | MEDICAL EQUIPMENT AND RELATED ACCESSORIES, SOFTWARE AND CONSUMABLES | Z11030580 | RADIOLOGY INSTRUMENTS - HARDWARE ACCESSORIES | 5 | YES
Z | MEDICAL EQUIPMENT AND RELATED ACCESSORIES, SOFTWARE AND CONSUMABLES | Z11030582 | RADIOLOGY INSTRUMENTS - SOFTWARE ACCESSORIES | 5 | YES
Z | MEDICAL EQUIPMENT AND RELATED ACCESSORIES, SOFTWARE AND CONSUMABLES | Z11030585 | RADIOLOGY INSTRUMENTS - CONSUMABLES | 5 | YES
Z | MEDICAL EQUIPMENT AND RELATED ACCESSORIES, SOFTWARE AND CONSUMABLES | Z11030592 | RADIOLOGY INSTRUMENTS - MEDICAL DEVICE SOFTWARE | 5 | YES
Z | MEDICAL EQUIPMENT AND RELATED ACCESSORIES, SOFTWARE AND CONSUMABLES | Z11030599 | RADIOLOGY INSTRUMENTS - OTHER | 5 | YES
Z | MEDICAL EQUIPMENT AND RELATED ACCESSORIES, SOFTWARE AND CONSUMABLES | Z110306 | COMPUTED TOMOGRAPHS (CT) | 4 | NO
Z | MEDICAL EQUIPMENT AND RELATED ACCESSORIES, SOFTWARE AND CONSUMABLES | Z11030601 | COMPUTED TOMOGRAPHS - NOT EXCEEDING 2 LAYERS | 5 | YES
Z | MEDICAL EQUIPMENT AND RELATED ACCESSORIES, SOFTWARE AND CONSUMABLES | Z11030602 | COMPUTED TOMOGRAPHS - EXCEEDING 2 LAYERS BUT LESS THAN 16 LAYERS | 5 | YES
Z | MEDICAL EQUIPMENT AND RELATED ACCESSORIES, SOFTWARE AND CONSUMABLES | Z11030603 | COMPUTED TOMOGRAPHS - 16 LAYERS OR MORE BUT LESS THAN 64 LAYERS | 5 | YES
Z | MEDICAL EQUIPMENT AND RELATED ACCESSORIES, SOFTWARE AND CONSUMABLES | Z11030605 | COMPUTED TOMOGRAPHS - 64 LAYERS OR MORE BUT LESS THAN 128 LAYERS | 5 | YES
Z | MEDICAL EQUIPMENT AND RELATED ACCESSORIES, SOFTWARE AND CONSUMABLES | Z11030606 | COMPUTED TOMOGRAPHS - 128 LAYERS OR MORE BUT LESS THAN 256 LAYERS | 5 | YES
Z | MEDICAL EQUIPMENT AND RELATED ACCESSORIES, SOFTWARE AND CONSUMABLES | Z11030607 | COMPUTED TOMOGRAPHS - 256 LAYERS OR MORE | 5 | YES
Z | MEDICAL EQUIPMENT AND RELATED ACCESSORIES, SOFTWARE AND CONSUMABLES | Z11030680 | COMPUTED TOMOGRAPHS (CT) - HARDWARE ACCESSORIES | 5 | YES
Z | MEDICAL EQUIPMENT AND RELATED ACCESSORIES, SOFTWARE AND CONSUMABLES | Z11030682 | COMPUTED TOMOGRAPHS (CT) - SOFTWARE ACCESSORIES | 5 | YES
Z | MEDICAL EQUIPMENT AND RELATED ACCESSORIES, SOFTWARE AND CONSUMABLES | Z11030685 | COMPUTED TOMOGRAPHS (CT) - CONSUMABLES | 5 | YES
Z | MEDICAL EQUIPMENT AND RELATED ACCESSORIES, SOFTWARE AND CONSUMABLES | Z11030692 | COMPUTED TOMOGRAPHS (CT) - MEDICAL DEVICE SOFTWARE | 5 | YES
Z | MEDICAL EQUIPMENT AND RELATED ACCESSORIES, SOFTWARE AND CONSUMABLES | Z11030699 | COMPUTED TOMOGRAPHS (CT) - OTHER | 5 | YES
Z | MEDICAL EQUIPMENT AND RELATED ACCESSORIES, SOFTWARE AND CONSUMABLES | Z110307 | REMOTE CONTROL TABLES | 4 | NO
Z | MEDICAL EQUIPMENT AND RELATED ACCESSORIES, SOFTWARE AND CONSUMABLES | Z11030701 | CONVENTIONAL REMOTE CONTROL TABLES | 5 | YES
Z | MEDICAL EQUIPMENT AND RELATED ACCESSORIES, SOFTWARE AND CONSUMABLES | Z11030702 | DIGITAL REMOTE CONTROL TABLES | 5 | YES
Z | MEDICAL EQUIPMENT AND RELATED ACCESSORIES, SOFTWARE AND CONSUMABLES | Z11030703 | REMOTE CONTROL TABLES WITH CONVENTIONAL MULTIFUNCTIONAL ARCH | 5 | YES
Z | MEDICAL EQUIPMENT AND RELATED ACCESSORIES, SOFTWARE AND CONSUMABLES | Z11030704 | REMOTE CONTROL TABLES WITH DIGITAL MULTIFUNCTIONAL ARCH | 5 | YES
Z | MEDICAL EQUIPMENT AND RELATED ACCESSORIES, SOFTWARE AND CONSUMABLES | Z11030780 | REMOTE CONTROL TABLES - HARDWARE ACCESSORIES | 5 | YES
Z | MEDICAL EQUIPMENT AND RELATED ACCESSORIES, SOFTWARE AND CONSUMABLES | Z11030782 | REMOTE CONTROL TABLES - SOFTWARE ACCESSORIES | 5 | YES
Z | MEDICAL EQUIPMENT AND RELATED ACCESSORIES, SOFTWARE AND CONSUMABLES | Z11030785 | REMOTE CONTROL TABLES - CONSUMABLES | 5 | YES
Z | MEDICAL EQUIPMENT AND RELATED ACCESSORIES, SOFTWARE AND CONSUMABLES | Z11030792 | REMOTE CONTROL TABLES - MEDICAL DEVICE SOFTWARE | 5 | YES
Z | MEDICAL EQUIPMENT AND RELATED ACCESSORIES, SOFTWARE AND CONSUMABLES | Z110310 | MULTIFUNCTIONAL SYSTEMS FOR TRADITIONAL RADIOLOGY | 4 | YES
Z | MEDICAL EQUIPMENT AND RELATED ACCESSORIES, SOFTWARE AND CONSUMABLES | Z110311 | DIRECT DIGITAL RADIOLOGY (DR) SYSTEMS | 4 | NO
Z | MEDICAL EQUIPMENT AND RELATED ACCESSORIES, SOFTWARE AND CONSUMABLES | Z11031101 | MULTIFUNCTIONAL SYSTEMS FOR DIRECT DIGITAL RADIOLOGY | 5 | YES
Z | MEDICAL EQUIPMENT AND RELATED ACCESSORIES, SOFTWARE AND CONSUMABLES | Z11031102 | DIRECT DIGITAL TELERADIOGRAPHS | 5 | YES
Z | MEDICAL EQUIPMENT AND RELATED ACCESSORIES, SOFTWARE AND CONSUMABLES | Z11031180 | SYSTEMS FOR DIRECT DIGITAL RADIOLOGY (DR) - HARDWARE ACCESSORIES | 5 | YES
Z | MEDICAL EQUIPMENT AND RELATED ACCESSORIES, SOFTWARE AND CONSUMABLES | Z11031182 | SYSTEMS FOR DIRECT DIGITAL RADIOLOGY (DR) - SOFTWARE ACCESSORIES | 5 | YES
Z | MEDICAL EQUIPMENT AND RELATED ACCESSORIES, SOFTWARE AND CONSUMABLES | Z11031192 | SYSTEMS FOR DIRECT DIGITAL RADIOLOGY (DR) - MEDICAL DEVICE SOFTWARE | 5 | YES
Z | MEDICAL EQUIPMENT AND RELATED ACCESSORIES, SOFTWARE AND CONSUMABLES | Z110312 | CONE BEAM COMPUTED TOMOGRAPHS (CBCT) | 4 | YES
Z | MEDICAL EQUIPMENT AND RELATED ACCESSORIES, SOFTWARE AND CONSUMABLES | Z110390 | VARIOUS INSTRUMENTS FOR RADIODIAGNOSTICS AND INTERVENTIONAL PROCEDURES | 4 | NO
Z | MEDICAL EQUIPMENT AND RELATED ACCESSORIES, SOFTWARE AND CONSUMABLES | Z11039001 | ANGIOGRAPHS | 5 | YES
Z | MEDICAL EQUIPMENT AND RELATED ACCESSORIES, SOFTWARE AND CONSUMABLES | Z11039002 | ARTERIOGRAPHS | 5 | YES
Z | MEDICAL EQUIPMENT AND RELATED ACCESSORIES, SOFTWARE AND CONSUMABLES | Z11039003 | MULTIFORMAT CAMERAS | 5 | YES
Z | MEDICAL EQUIPMENT AND RELATED ACCESSORIES, SOFTWARE AND CONSUMABLES | Z11039004 | TELEVISION SYSTEMS | 5 | YES
Z | MEDICAL EQUIPMENT AND RELATED ACCESSORIES, SOFTWARE AND CONSUMABLES | Z11039005 | RADIOGENIC COMPLEXES | 5 | YES
Z | MEDICAL EQUIPMENT AND RELATED ACCESSORIES, SOFTWARE AND CONSUMABLES | Z11039006 | RADIOLOGY CONTROL UNITS | 5 | YES
Z | MEDICAL EQUIPMENT AND RELATED ACCESSORIES, SOFTWARE AND CONSUMABLES | Z11039007 | CRANIOSTATS | 5 | YES
Z | MEDICAL EQUIPMENT AND RELATED ACCESSORIES, SOFTWARE AND CONSUMABLES | Z11039008 | AUTOMATIC EXPOSURE METERS | 5 | YES
Z | MEDICAL EQUIPMENT AND RELATED ACCESSORIES, SOFTWARE AND CONSUMABLES | Z11039009 | FLUOROSCOPY DEVICES | 5 | YES
Z | MEDICAL EQUIPMENT AND RELATED ACCESSORIES, SOFTWARE AND CONSUMABLES | Z11039010 | PHOTO CAMERAS | 5 | YES
Z | MEDICAL EQUIPMENT AND RELATED ACCESSORIES, SOFTWARE AND CONSUMABLES | Z11039011 | HIGH VOLTAGE X-RAY GENERATORS | 5 | YES
Z | MEDICAL EQUIPMENT AND RELATED ACCESSORIES, SOFTWARE AND CONSUMABLES | Z11039012 | X-RAY TUBE ASSEMBLY | 5 | YES
Z | MEDICAL EQUIPMENT AND RELATED ACCESSORIES, SOFTWARE AND CONSUMABLES | Z11039013 | ANGIOGRAPHIC INJECTORS | 5 | YES
Z | MEDICAL EQUIPMENT AND RELATED ACCESSORIES, SOFTWARE AND CONSUMABLES | Z11039014 | MULTIPLE CONTRAST AGENT INJECTORS | 5 | YES
Z | MEDICAL EQUIPMENT AND RELATED ACCESSORIES, SOFTWARE AND CONSUMABLES | Z11039015 | IMAGE INTENSIFIERS | 5 | YES
Z | MEDICAL EQUIPMENT AND RELATED ACCESSORIES, SOFTWARE AND CONSUMABLES | Z11039016 | MOBILE RADIOGRAPHIC UNITS | 5 | YES
Z | MEDICAL EQUIPMENT AND RELATED ACCESSORIES, SOFTWARE AND CONSUMABLES | Z11039017 | MOBILE RADIOSCOPIC UNITS | 5 | YES
Z | MEDICAL EQUIPMENT AND RELATED ACCESSORIES, SOFTWARE AND CONSUMABLES | Z11039018 | SERIALOGRAPHS | 5 | YES
Z | MEDICAL EQUIPMENT AND RELATED ACCESSORIES, SOFTWARE AND CONSUMABLES | Z11039019 | ANGIOGRAPHY TUBE SUPPORTS | 5 | YES
Z | MEDICAL EQUIPMENT AND RELATED ACCESSORIES, SOFTWARE AND CONSUMABLES | Z11039020 | ANGIOGRAPHY TABLES | 5 | YES
Z | MEDICAL EQUIPMENT AND RELATED ACCESSORIES, SOFTWARE AND CONSUMABLES | Z11039021 | RADIOGRAPHY VIDEO ACQUISITION SYSTEMS | 5 | YES
Z | MEDICAL EQUIPMENT AND RELATED ACCESSORIES, SOFTWARE AND CONSUMABLES | Z11039080 | VARIOUS RADIODIAGNOSTIC AND INTERVENTIONAL INSTRUMENTS - HARDWARE ACCESSORIES | 5 | YES
Z | MEDICAL EQUIPMENT AND RELATED ACCESSORIES, SOFTWARE AND CONSUMABLES | Z11039082 | VARIOUS RADIODIAGNOSTIC AND INTERVENTIONAL INSTRUMENTS - SOFTWARE ACCESSORIES | 5 | YES
Z | MEDICAL EQUIPMENT AND RELATED ACCESSORIES, SOFTWARE AND CONSUMABLES | Z11039085 | VARIOUS RADIODIAGNOSTIC AND INTERVENTIONAL INSTRUMENTS - CONSUMABLES | 5 | YES
Z | MEDICAL EQUIPMENT AND RELATED ACCESSORIES, SOFTWARE AND CONSUMABLES | Z11039092 | VARIOUS RADIODIAGNOSTIC AND INTERVENTIONAL INSTRUMENTS - MEDICAL DEVICE SOFTWARE | 5 | YES
Z | MEDICAL EQUIPMENT AND RELATED ACCESSORIES, SOFTWARE AND CONSUMABLES | Z11039099 | VARIOUS RADIODIAGNOSTIC AND INTERVENTIONAL INSTRUMENTS – OTHER | 5 | YES
Z | MEDICAL EQUIPMENT AND RELATED ACCESSORIES, SOFTWARE AND CONSUMABLES | Z1104 | ECHOGRAPHY INSTRUMENTS | 3 | NO
Z | MEDICAL EQUIPMENT AND RELATED ACCESSORIES, SOFTWARE AND CONSUMABLES | Z110401 | ULTRASOUND SCANNERS | 4 | NO
Z | MEDICAL EQUIPMENT AND RELATED ACCESSORIES, SOFTWARE AND CONSUMABLES | Z11040101 | INTERNAL ULTRASOUND SCANNERS | 5 | YES
Z | MEDICAL EQUIPMENT AND RELATED ACCESSORIES, SOFTWARE AND CONSUMABLES | Z11040102 | CARDIOLOGY ULTRASOUND SCANNERS | 5 | YES
Z | MEDICAL EQUIPMENT AND RELATED ACCESSORIES, SOFTWARE AND CONSUMABLES | Z11040103 | PORTABLE ULTRASOUND SCANNERS | 5 | YES
Z | MEDICAL EQUIPMENT AND RELATED ACCESSORIES, SOFTWARE AND CONSUMABLES | Z11040104 | MULTIDISCIPLINARY ULTRASOUND SCANNERS (INTERNAL AND CARDIOLOGY, ETC.) | 5 | YES
Z | MEDICAL EQUIPMENT AND RELATED ACCESSORIES, SOFTWARE AND CONSUMABLES | Z11040105 | OBSTETRIC/GYNAECOLOGICAL ULTRASOUND SCANNERS | 5 | YES
Z | MEDICAL EQUIPMENT AND RELATED ACCESSORIES, SOFTWARE AND CONSUMABLES | Z11040106 | HANDHELD ULTRASOUND SCANNERS | 5 | YES
Z | MEDICAL EQUIPMENT AND RELATED ACCESSORIES, SOFTWARE AND CONSUMABLES | Z11040107 | ECHOPHTHALMOGRAPHS | 5 | YES
Z | MEDICAL EQUIPMENT AND RELATED ACCESSORIES, SOFTWARE AND CONSUMABLES | Z11040180 | ULTRASOUND SCANNERS - HARDWARE ACCESSORIES | 5 | NO
Z | MEDICAL EQUIPMENT AND RELATED ACCESSORIES, SOFTWARE AND CONSUMABLES | Z1104018099 | ULTRASOUND SCANNERS – HARDWARE ACCESSORIES – OTHER | 6 | YES
Z | MEDICAL EQUIPMENT AND RELATED ACCESSORIES, SOFTWARE AND CONSUMABLES | Z11040182 | ULTRASOUND SCANNERS - SOFTWARE ACCESSORIES | 5 | YES
Z | MEDICAL EQUIPMENT AND RELATED ACCESSORIES, SOFTWARE AND CONSUMABLES | Z11040185 | ULTRASOUND SCANNERS - CONSUMABLES | 5 | YES
Z | MEDICAL EQUIPMENT AND RELATED ACCESSORIES, SOFTWARE AND CONSUMABLES | Z11040192 | ULTRASOUND SCANNERS - MEDICAL DEVICE SOFTWARE | 5 | YES
Z | MEDICAL EQUIPMENT AND RELATED ACCESSORIES, SOFTWARE AND CONSUMABLES | Z11040199 | ULTRASOUND SCANNERS - OTHER | 5 | YES
Z | MEDICAL EQUIPMENT AND RELATED ACCESSORIES, SOFTWARE AND CONSUMABLES | Z110402 | ULTRASOUND PROBES | 4 | NO
Z | MEDICAL EQUIPMENT AND RELATED ACCESSORIES, SOFTWARE AND CONSUMABLES | Z11040201 | TRANSCUTANEOUS ULTRASOUND PROBES | 5 | NO
Z | MEDICAL EQUIPMENT AND RELATED ACCESSORIES, SOFTWARE AND CONSUMABLES | Z1104020101 | LINEAR–ARRAY TRANSCUTANEOUS ULTRASOUND PROBES | 6 | NO
Z | MEDICAL EQUIPMENT AND RELATED ACCESSORIES, SOFTWARE AND CONSUMABLES | Z110402010101 | TWO–DIMENSIONAL LINEAR–ARRAY TRANSCUTANEOUS ULTRASOUND PROBES | 7 | YES
Z | MEDICAL EQUIPMENT AND RELATED ACCESSORIES, SOFTWARE AND CONSUMABLES | Z110402010102 | MULTIDIMENSIONAL LINEAR–ARRAY TRANSCUTANEOUS ULTRASOUND PROBES | 7 | YES
Z | MEDICAL EQUIPMENT AND RELATED ACCESSORIES, SOFTWARE AND CONSUMABLES | Z1104020102 | CURVILINEAR TRANSCUTANEOUS ULTRASOUND PROBES (CONVEX–ARRAY) | 6 | NO
Z | MEDICAL EQUIPMENT AND RELATED ACCESSORIES, SOFTWARE AND CONSUMABLES | Z110402010201 | CURVILINEAR TRANSCUTANEOUS TWO–DIMENSIONAL ULTRASOUND PROBES (CONVEX–ARRAY) | 7 | YES
Z | MEDICAL EQUIPMENT AND RELATED ACCESSORIES, SOFTWARE AND CONSUMABLES | Z110402010202 | CURVILINEAR TRANSCUTANEOUS MULTIDIMENSIONAL ULTRASOUND PROBES (CONVEX–ARRAY) | 7 | YES
Z | MEDICAL EQUIPMENT AND RELATED ACCESSORIES, SOFTWARE AND CONSUMABLES | Z1104020103 | TRANSCUTANEOUS ULTRASOUND SECTOR PROBES (PHASED ARRAY) | 6 | NO
Z | MEDICAL EQUIPMENT AND RELATED ACCESSORIES, SOFTWARE AND CONSUMABLES | Z110402010301 | TRANSCUTANEOUS ULTRASOUND SECTOR PROBES (PHASED ARRAY), TWO–DIMENSIONAL | 7 | YES
Z | MEDICAL EQUIPMENT AND RELATED ACCESSORIES, SOFTWARE AND CONSUMABLES | Z110402010302 | TRANSCUTANEOUS ULTRASOUND SECTOR PROBES (PHASED ARRAY), MULTIDIMENSIONAL | 7 | YES
Z | MEDICAL EQUIPMENT AND RELATED ACCESSORIES, SOFTWARE AND CONSUMABLES | Z1104020104 | TRANSCUTANEOUS ULTRASOUND ACTIVE MATRIX PROBES | 6 | NO
Z | MEDICAL EQUIPMENT AND RELATED ACCESSORIES, SOFTWARE AND CONSUMABLES | Z110402010401 | TRANSCUTANEOUS ULTRASOUND ACTIVE MATRIX PROBES, TWO–DIMENSIONAL | 7 | YES
Z | MEDICAL EQUIPMENT AND RELATED ACCESSORIES, SOFTWARE AND CONSUMABLES | Z110402010402 | TRANSCUTANEOUS ULTRASOUND ACTIVE MATRIX PROBES, MULTIDIMENSIONAL | 7 | YES
Z | MEDICAL EQUIPMENT AND RELATED ACCESSORIES, SOFTWARE AND CONSUMABLES | Z1104020105 | CMUT ARRAY TRANSCUTANEOUS ULTRASOUND PROBES | 6 | NO
Z | MEDICAL EQUIPMENT AND RELATED ACCESSORIES, SOFTWARE AND CONSUMABLES | Z110402010501 | CMUT ARRAY TRANSCUTANEOUS ULTRASOUND PROBES, TWO–DIMENSIONAL | 7 | YES
Z | MEDICAL EQUIPMENT AND RELATED ACCESSORIES, SOFTWARE AND CONSUMABLES | Z110402010502 | CMUT ARRAY TRANSCUTANEOUS ULTRASOUND PROBES, MULTIDIMENSIONAL | 7 | YES
Z | MEDICAL EQUIPMENT AND RELATED ACCESSORIES, SOFTWARE AND CONSUMABLES | Z11040202 | ENDOCAVITARY ULTRASOUND PROBES | 5 | NO
Z | MEDICAL EQUIPMENT AND RELATED ACCESSORIES, SOFTWARE AND CONSUMABLES | Z1104020201 | ENDOCAVITARY ULTRASOUND PROBES, TWO–DIMENSIONAL | 6 | YES
Z | MEDICAL EQUIPMENT AND RELATED ACCESSORIES, SOFTWARE AND CONSUMABLES | Z1104020202 | ENDOCAVITARY ULTRASOUND PROBES, MULTIDIMENSIONAL | 6 | YES
Z | MEDICAL EQUIPMENT AND RELATED ACCESSORIES, SOFTWARE AND CONSUMABLES | Z11040203 | TRANSESOPHAGEAL ULTRASOUND PROBES | 5 | NO
Z | MEDICAL EQUIPMENT AND RELATED ACCESSORIES, SOFTWARE AND CONSUMABLES | Z1104020301 | TRANSESOPHAGEAL ULTRASOUND PROBES, TWO–DIMENSIONAL | 6 | YES
Z | MEDICAL EQUIPMENT AND RELATED ACCESSORIES, SOFTWARE AND CONSUMABLES | Z1104020302 | TRANSESOPHAGEAL ULTRASOUND PROBES, MULTIDIMENSIONAL | 6 | YES
Z | MEDICAL EQUIPMENT AND RELATED ACCESSORIES, SOFTWARE AND CONSUMABLES | Z11040299 | ULTRASOUND PROBES – OTHER | 5 | YES
Z | MEDICAL EQUIPMENT AND RELATED ACCESSORIES, SOFTWARE AND CONSUMABLES | Z110490 | VARIOUS ULTRASOUND INSTRUMENTS | 4 | NO
Z | MEDICAL EQUIPMENT AND RELATED ACCESSORIES, SOFTWARE AND CONSUMABLES | Z11049080 | VARIOUS ULTRASOUND INSTRUMENTS - HARDWARE ACCESSORIES | 5 | YES
Z | MEDICAL EQUIPMENT AND RELATED ACCESSORIES, SOFTWARE AND CONSUMABLES | Z11049082 | VARIOUS ULTRASOUND INSTRUMENTS - SOFTWARE ACCESSORIES | 5 | YES
Z | MEDICAL EQUIPMENT AND RELATED ACCESSORIES, SOFTWARE AND CONSUMABLES | Z11049085 | VARIOUS ULTRASOUND INSTRUMENTS - CONSUMABLES | 5 | YES
Z | MEDICAL EQUIPMENT AND RELATED ACCESSORIES, SOFTWARE AND CONSUMABLES | Z11049092 | VARIOUS ULTRASOUND INSTRUMENTS - MEDICAL DEVICE SOFTWARE | 5 | YES
Z | MEDICAL EQUIPMENT AND RELATED ACCESSORIES, SOFTWARE AND CONSUMABLES | Z11049099 | VARIOUS ULTRASOUND INSTRUMENTS - OTHER | 5 | YES
Z | MEDICAL EQUIPMENT AND RELATED ACCESSORIES, SOFTWARE AND CONSUMABLES | Z1105 | MAGNETIC RESONANCE IMAGING (MRI) INSTRUMENTS | 3 | NO
Z | MEDICAL EQUIPMENT AND RELATED ACCESSORIES, SOFTWARE AND CONSUMABLES | Z110501 | MAGNETIC RESONANCE (MR) SYSTEMS | 4 | NO
Z | MEDICAL EQUIPMENT AND RELATED ACCESSORIES, SOFTWARE AND CONSUMABLES | Z11050101 | SECTORAL TOMOGRAPHS (FOR TOMOGRAPHIC EXAMINATIONS OF THE EXTREMITIES) | 5 | YES
Z | MEDICAL EQUIPMENT AND RELATED ACCESSORIES, SOFTWARE AND CONSUMABLES | Z11050102 | OPEN MAGNET MRI SCANNERS WITH MAGNETIC FIELD INTENSITY LESS THAN OR EQUAL TO 0.5T | 5 | YES
Z | MEDICAL EQUIPMENT AND RELATED ACCESSORIES, SOFTWARE AND CONSUMABLES | Z11050103 | OPEN MAGNET MRI SCANNERS WITH MAGNETIC FIELD INTENSITY GREATER THAN 0.5T | 5 | YES
Z | MEDICAL EQUIPMENT AND RELATED ACCESSORIES, SOFTWARE AND CONSUMABLES | Z11050104 | CLOSED MAGNET MRI SCANNERS WITH MAGNETIC FIELD LESS THAN OR EQUAL TO 2T | 5 | YES
Z | MEDICAL EQUIPMENT AND RELATED ACCESSORIES, SOFTWARE AND CONSUMABLES | Z11050105 | CLOSED MAGNET MRI SCANNERS WITH MAGNETIC FIELD GREATER THAN 2T AND LESS THAN OR EQUAL TO 4T | 5 | YES
Z | MEDICAL EQUIPMENT AND RELATED ACCESSORIES, SOFTWARE AND CONSUMABLES | Z11050106 | CLOSED MAGNET MRI SCANNERS WITH MAGNETIC FIELD GREATER THAN 4T | 5 | YES
Z | MEDICAL EQUIPMENT AND RELATED ACCESSORIES, SOFTWARE AND CONSUMABLES | Z11050180 | MAGNETIC RESONANCE (MR) SYSTEMS - HARDWARE ACCESSORIES | 5 | NO
Z | MEDICAL EQUIPMENT AND RELATED ACCESSORIES, SOFTWARE AND CONSUMABLES | Z1105018001 | MAGNETIC RESONANCE (MR) RADIOFREQUENCY SURFACE COILS | 6 | YES
Z | MEDICAL EQUIPMENT AND RELATED ACCESSORIES, SOFTWARE AND CONSUMABLES | Z1105018002 | MAGNETIC RESONANCE (MR) RADIOFREQUENCY VOLUMETRIC COILS | 6 | YES
Z | MEDICAL EQUIPMENT AND RELATED ACCESSORIES, SOFTWARE AND CONSUMABLES | Z1105018099 | MAGNETIC RESONANCE (MR) SYSTEMS - HARDWARE ACCESSORIES - OTHER | 6 | YES
Z | MEDICAL EQUIPMENT AND RELATED ACCESSORIES, SOFTWARE AND CONSUMABLES | Z11050182 | MAGNETIC RESONANCE (MR) SYSTEMS - SOFTWARE ACCESSORIES | 5 | YES
Z | MEDICAL EQUIPMENT AND RELATED ACCESSORIES, SOFTWARE AND CONSUMABLES | Z11050185 | MAGNETIC RESONANCE (MR) SYSTEMS - CONSUMABLES | 5 | YES
Z | MEDICAL EQUIPMENT AND RELATED ACCESSORIES, SOFTWARE AND CONSUMABLES | Z11050192 | MAGNETIC RESONANCE (MR) SYSTEMS - MEDICAL DEVICE SOFTWARE | 5 | YES
Z | MEDICAL EQUIPMENT AND RELATED ACCESSORIES, SOFTWARE AND CONSUMABLES | Z110590 | VARIOUS MAGNETIC RESONANCE IMAGING (MRI) INSTRUMENTS | 4 | NO
Z | MEDICAL EQUIPMENT AND RELATED ACCESSORIES, SOFTWARE AND CONSUMABLES | Z11059001 | MAGNETIC RESONANCE INJECTORS | 5 | YES
Z | MEDICAL EQUIPMENT AND RELATED ACCESSORIES, SOFTWARE AND CONSUMABLES | Z11059080 | VARIOUS MAGNETIC RESONANCE IMAGING INSTRUMENTS - HARDWARE ACCESSORIES | 5 | YES
Z | MEDICAL EQUIPMENT AND RELATED ACCESSORIES, SOFTWARE AND CONSUMABLES | Z11059082 | VARIOUS MAGNETIC RESONANCE IMAGING INSTRUMENTS - SOFTWARE ACCESSORIES | 5 | YES
Z | MEDICAL EQUIPMENT AND RELATED ACCESSORIES, SOFTWARE AND CONSUMABLES | Z11059085 | VARIOUS MAGNETIC RESONANCE IMAGING INSTRUMENTS - CONSUMABLES | 5 | YES
Z | MEDICAL EQUIPMENT AND RELATED ACCESSORIES, SOFTWARE AND CONSUMABLES | Z11059092 | VARIOUS MAGNETIC RESONANCE IMAGING INSTRUMENTS - MEDICAL DEVICE SOFTWARE | 5 | YES
Z | MEDICAL EQUIPMENT AND RELATED ACCESSORIES, SOFTWARE AND CONSUMABLES | Z11059099 | VARIOUS MAGNETIC RESONANCE IMAGING INSTRUMENTS – OTHER | 5 | YES
Z | MEDICAL EQUIPMENT AND RELATED ACCESSORIES, SOFTWARE AND CONSUMABLES | Z1106 | DIGITAL BIOIMAGING MANAGEMENT INSTRUMENTS | 3 | NO
Z | MEDICAL EQUIPMENT AND RELATED ACCESSORIES, SOFTWARE AND CONSUMABLES | Z110601 | LASER IMAGING SCANNER | 4 | YES
Z | MEDICAL EQUIPMENT AND RELATED ACCESSORIES, SOFTWARE AND CONSUMABLES | Z110602 | DIGITAL COMPUTED RADIOGRAPHY (CR) SYSTEMS | 4 | NO
Z | MEDICAL EQUIPMENT AND RELATED ACCESSORIES, SOFTWARE AND CONSUMABLES | Z11060201 | SINGLE-INPUT COMPUTED RADIOGRAPHY (CR) SYSTEMS | 5 | YES
Z | MEDICAL EQUIPMENT AND RELATED ACCESSORIES, SOFTWARE AND CONSUMABLES | Z11060202 | MULTIPLE-INPUT COMPUTED RADIOGRAPHY (CR) SYSTEMS | 5 | YES
Z | MEDICAL EQUIPMENT AND RELATED ACCESSORIES, SOFTWARE AND CONSUMABLES | Z11060280 | DIGITAL COMPUTED RADIOGRAPHY (CR) SYSTEMS - HARDWARE ACCESSORIES | 5 | YES
Z | MEDICAL EQUIPMENT AND RELATED ACCESSORIES, SOFTWARE AND CONSUMABLES | Z11060282 | DIGITAL COMPUTED RADIOGRAPHY (CR) SYSTEMS - SOFTWARE ACCESSORIES | 5 | YES
Z | MEDICAL EQUIPMENT AND RELATED ACCESSORIES, SOFTWARE AND CONSUMABLES | Z11060285 | DIGITAL COMPUTED RADIOGRAPHY (CR) SYSTEMS - CONSUMABLES | 5 | YES
Z | MEDICAL EQUIPMENT AND RELATED ACCESSORIES, SOFTWARE AND CONSUMABLES | Z11060292 | DIGITAL COMPUTED RADIOGRAPHY (CR) SYSTEMS - MEDICAL DEVICE SOFTWARE | 5 | YES
Z | MEDICAL EQUIPMENT AND RELATED ACCESSORIES, SOFTWARE AND CONSUMABLES | Z110603 | PICTURE ARCHIVING AND COMMUNICATION SYSTEMS | 4 | YES
Z | MEDICAL EQUIPMENT AND RELATED ACCESSORIES, SOFTWARE AND CONSUMABLES | Z110690 | VARIOUS DIGITAL BIOIMAGING MANAGEMENT INSTRUMENTS | 4 | NO
Z | MEDICAL EQUIPMENT AND RELATED ACCESSORIES, SOFTWARE AND CONSUMABLES | Z11069001 | BIOIMAGING PROCESSORS | 5 | YES
Z | MEDICAL EQUIPMENT AND RELATED ACCESSORIES, SOFTWARE AND CONSUMABLES | Z11069002 | JUKE BOXES FOR OPTICAL DISKS | 5 | YES
Z | MEDICAL EQUIPMENT AND RELATED ACCESSORIES, SOFTWARE AND CONSUMABLES | Z11069003 | BIOIMAGING SERVERS | 5 | YES
Z | MEDICAL EQUIPMENT AND RELATED ACCESSORIES, SOFTWARE AND CONSUMABLES | Z11069004 | IDENTIFICATION STATIONS | 5 | YES
Z | MEDICAL EQUIPMENT AND RELATED ACCESSORIES, SOFTWARE AND CONSUMABLES | Z11069005 | DIAGNOSTIC IMAGING WORKSTATIONS | 5 | YES
Z | MEDICAL EQUIPMENT AND RELATED ACCESSORIES, SOFTWARE AND CONSUMABLES | Z11069080 | VARIOUS DIGITAL BIOIMAGING MANAGEMENT INSTRUMENTS - HARDWARE ACCESSORIES | 5 | YES
Z | MEDICAL EQUIPMENT AND RELATED ACCESSORIES, SOFTWARE AND CONSUMABLES | Z11069082 | VARIOUS DIGITAL BIOIMAGING MANAGEMENT INSTRUMENTS - SOFTWARE ACCESSORIES | 5 | YES
Z | MEDICAL EQUIPMENT AND RELATED ACCESSORIES, SOFTWARE AND CONSUMABLES | Z11069085 | VARIOUS DIGITAL BIOIMAGING MANAGEMENT INSTRUMENTS - CONSUMABLES | 5 | YES
Z | MEDICAL EQUIPMENT AND RELATED ACCESSORIES, SOFTWARE AND CONSUMABLES | Z11069092 | VARIOUS DIGITAL BIOIMAGING MANAGEMENT INSTRUMENTS - MEDICAL DEVICE SOFTWARE | 5 | YES
Z | MEDICAL EQUIPMENT AND RELATED ACCESSORIES, SOFTWARE AND CONSUMABLES | Z11069099 | VARIOUS DIGITAL BIOIMAGING MANAGEMENT INSTRUMENTS - OTHER | 5 | YES
Z | MEDICAL EQUIPMENT AND RELATED ACCESSORIES, SOFTWARE AND CONSUMABLES | Z1107 | X–RAY FILM IMAGING SUPPORT INSTRUMENTS | 3 | NO
Z | MEDICAL EQUIPMENT AND RELATED ACCESSORIES, SOFTWARE AND CONSUMABLES | Z110701 | AUTOMATIC FILM LOADING SYSTEMS | 4 | YES
Z | MEDICAL EQUIPMENT AND RELATED ACCESSORIES, SOFTWARE AND CONSUMABLES | Z110702 | DIAPHANOSCOPE | 4 | YES
Z | MEDICAL EQUIPMENT AND RELATED ACCESSORIES, SOFTWARE AND CONSUMABLES | Z110703 | X–RAY FILM VIEWER | 4 | YES
Z | MEDICAL EQUIPMENT AND RELATED ACCESSORIES, SOFTWARE AND CONSUMABLES | Z110704 | X–RAY FILM PLAYERS | 4 | YES
Z | MEDICAL EQUIPMENT AND RELATED ACCESSORIES, SOFTWARE AND CONSUMABLES | Z110705 | LASER IMAGERS FOR BIOIMAGING | 4 | YES
Z | MEDICAL EQUIPMENT AND RELATED ACCESSORIES, SOFTWARE AND CONSUMABLES | Z110706 | VIDEO OR DIGITAL BIOIMAGING PLAYERS | 4 | YES
Z | MEDICAL EQUIPMENT AND RELATED ACCESSORIES, SOFTWARE AND CONSUMABLES | Z110707 | PROCESSORS | 4 | NO
Z | MEDICAL EQUIPMENT AND RELATED ACCESSORIES, SOFTWARE AND CONSUMABLES | Z11070701 | TRADITIONAL PROCESSORS | 5 | YES
Z | MEDICAL EQUIPMENT AND RELATED ACCESSORIES, SOFTWARE AND CONSUMABLES | Z11070702 | DAY-LIGHT PROCESSORS | 5 | YES
Z | MEDICAL EQUIPMENT AND RELATED ACCESSORIES, SOFTWARE AND CONSUMABLES | Z11070780 | PROCESSORS - HARDWARE ACCESSORIES | 5 | YES
Z | MEDICAL EQUIPMENT AND RELATED ACCESSORIES, SOFTWARE AND CONSUMABLES | Z11070785 | PROCESSORS - CONSUMABLES | 5 | YES
Z | MEDICAL EQUIPMENT AND RELATED ACCESSORIES, SOFTWARE AND CONSUMABLES | Z110790 | VARIOUS SUPPORTING INSTRUMENTS FOR X–RAY FILM IMAGING | 4 | NO
Z | MEDICAL EQUIPMENT AND RELATED ACCESSORIES, SOFTWARE AND CONSUMABLES | Z11079001 | X–RAY FILM DENSITOMETERS | 5 | YES
Z | MEDICAL EQUIPMENT AND RELATED ACCESSORIES, SOFTWARE AND CONSUMABLES | Z11079002 | SENSITOMETERS AND DENSITOMETERS FOR X–RAY FILMS | 5 | YES
Z | MEDICAL EQUIPMENT AND RELATED ACCESSORIES, SOFTWARE AND CONSUMABLES | Z11079003 | X–RAY SENSITOMETERS | 5 | YES
Z | MEDICAL EQUIPMENT AND RELATED ACCESSORIES, SOFTWARE AND CONSUMABLES | Z11079004 | LIQUID MIXERS FOR PROCESSORS | 5 | YES
Z | MEDICAL EQUIPMENT AND RELATED ACCESSORIES, SOFTWARE AND CONSUMABLES | Z11079005 | PRINTING MACHINES | 5 | YES
Z | MEDICAL EQUIPMENT AND RELATED ACCESSORIES, SOFTWARE AND CONSUMABLES | Z11079006 | CASSETTES WITH REINFORCEMENT SCREEN FOR X–RAY FILMS | 5 | YES
Z | MEDICAL EQUIPMENT AND RELATED ACCESSORIES, SOFTWARE AND CONSUMABLES | Z11079007 | CASSETTES FOR X–RAY FILMS | 5 | YES
Z | MEDICAL EQUIPMENT AND RELATED ACCESSORIES, SOFTWARE AND CONSUMABLES | Z11079008 | REINFORCEMENT SCREENS FOR X–RAY FILM CASSETTES | 5 | YES
Z | MEDICAL EQUIPMENT AND RELATED ACCESSORIES, SOFTWARE AND CONSUMABLES | Z11079080 | VARIOUS SUPPORTING INSTRUMENTS FOR X-RAY FILM SYSTEM - HARDWARE ACCESSORIES | 5 | YES
Z | MEDICAL EQUIPMENT AND RELATED ACCESSORIES, SOFTWARE AND CONSUMABLES | Z11079082 | VARIOUS X-RAY FILM IMAGING SUPPORT INSTRUMENTS - SOFTWARE ACCESSORIES | 5 | YES
Z | MEDICAL EQUIPMENT AND RELATED ACCESSORIES, SOFTWARE AND CONSUMABLES | Z11079085 | VARIOUS X-RAY FILM IMAGING SUPPORT INSTRUMENTS - CONSUMABLES | 5 | YES
Z | MEDICAL EQUIPMENT AND RELATED ACCESSORIES, SOFTWARE AND CONSUMABLES | Z11079092 | VARIOUS X-RAY FILM IMAGING SUPPORT INSTRUMENTS - MEDICAL DEVICE SOFTWARE | 5 | YES
Z | MEDICAL EQUIPMENT AND RELATED ACCESSORIES, SOFTWARE AND CONSUMABLES | Z11079099 | VARIOUS X–RAY FILM IMAGING SUPPORT INSTRUMENTS - OTHER | 5 | YES
Z | MEDICAL EQUIPMENT AND RELATED ACCESSORIES, SOFTWARE AND CONSUMABLES | Z1190 | VARIOUS BIOIMAGING AND RADIOTHERAPY INSTRUMENTS | 3 | NO
Z | MEDICAL EQUIPMENT AND RELATED ACCESSORIES, SOFTWARE AND CONSUMABLES | Z119001 | BONE DENSITOMETRY SYSTEMS | 4 | NO
Z | MEDICAL EQUIPMENT AND RELATED ACCESSORIES, SOFTWARE AND CONSUMABLES | Z11900101 | GAMMA–RAY BONE DENSITOMETERS | 5 | YES
Z | MEDICAL EQUIPMENT AND RELATED ACCESSORIES, SOFTWARE AND CONSUMABLES | Z11900102 | ULTRASOUND BONE DENSITOMETERS | 5 | YES
Z | MEDICAL EQUIPMENT AND RELATED ACCESSORIES, SOFTWARE AND CONSUMABLES | Z11900103 | X–RAY BONE DENSITOMETERS | 5 | YES
Z | MEDICAL EQUIPMENT AND RELATED ACCESSORIES, SOFTWARE AND CONSUMABLES | Z11900180 | BONE DENSITOMETRY SYSTEMS - HARDWARE ACCESSORIES | 5 | YES
Z | MEDICAL EQUIPMENT AND RELATED ACCESSORIES, SOFTWARE AND CONSUMABLES | Z11900182 | BONE DENSITOMETRY SYSTEMS - SOFTWARE ACCESSORIES | 5 | YES
Z | MEDICAL EQUIPMENT AND RELATED ACCESSORIES, SOFTWARE AND CONSUMABLES | Z11900185 | BONE DENSITOMETRY SYSTEMS - CONSUMABLES | 5 | YES
Z | MEDICAL EQUIPMENT AND RELATED ACCESSORIES, SOFTWARE AND CONSUMABLES | Z11900192 | BONE DENSITOMETRY SYSTEMS - MEDICAL DEVICE SOFTWARE | 5 | YES
Z | MEDICAL EQUIPMENT AND RELATED ACCESSORIES, SOFTWARE AND CONSUMABLES | Z119002 | DOSIMETERS | 4 | YES
Z | MEDICAL EQUIPMENT AND RELATED ACCESSORIES, SOFTWARE AND CONSUMABLES | Z119003 | BIOIMAGING PHOTOGRAPHY INSTRUMENTS | 4 | YES
Z | MEDICAL EQUIPMENT AND RELATED ACCESSORIES, SOFTWARE AND CONSUMABLES | Z119004 | MICROFILM IMAGE READERS | 4 | YES
Z | MEDICAL EQUIPMENT AND RELATED ACCESSORIES, SOFTWARE AND CONSUMABLES | Z119005 | PERSONAL DOSIMETER READERS | 4 | YES
Z | MEDICAL EQUIPMENT AND RELATED ACCESSORIES, SOFTWARE AND CONSUMABLES | Z119007 | IMAGE ACQUISITION MODULES | 4 | YES
Z | MEDICAL EQUIPMENT AND RELATED ACCESSORIES, SOFTWARE AND CONSUMABLES | Z119008 | BIOIMAGING VISUALIZATION AND/OR DIAGNOSTIC REPORT VIEWING MONITORS | 4 | NO
Z | MEDICAL EQUIPMENT AND RELATED ACCESSORIES, SOFTWARE AND CONSUMABLES | Z11900801 | BIOIMAGING DIAGNOSTIC REPORT VIEWING MONITORS | 5 | YES
Z | MEDICAL EQUIPMENT AND RELATED ACCESSORIES, SOFTWARE AND CONSUMABLES | Z11900802 | BIOIMAGING VIEWING MONITORS | 5 | YES
Z | MEDICAL EQUIPMENT AND RELATED ACCESSORIES, SOFTWARE AND CONSUMABLES | Z11900880 | BIOIMAGING VISUALIZATION AND/OR DIAGNOSTIC REPORT VIEWING MONITORS - HARDWARE ACCESSORIES | 5 | YES
Z | MEDICAL EQUIPMENT AND RELATED ACCESSORIES, SOFTWARE AND CONSUMABLES | Z11900885 | BIOIMAGING VISUALIZATION AND/OR DIAGNOSTIC REPORT VIEWING MONITORS- CONSUMABLES ACCESSORIES | 5 | YES
Z | MEDICAL EQUIPMENT AND RELATED ACCESSORIES, SOFTWARE AND CONSUMABLES | Z119010 | LASER SYSTEMS FOR PATIENT POSITIONING | 4 | YES
Z | MEDICAL EQUIPMENT AND RELATED ACCESSORIES, SOFTWARE AND CONSUMABLES | Z119011 | MAMMOGRAPHY ECOGRAPHY OR RADIOGRAPHY STEREOTACTIC SYSTEMS | 4 | YES
Z | MEDICAL EQUIPMENT AND RELATED ACCESSORIES, SOFTWARE AND CONSUMABLES | Z119012 | CLOSED CIRCUIT TELEVISION SYSTEMS | 4 | YES
Z | MEDICAL EQUIPMENT AND RELATED ACCESSORIES, SOFTWARE AND CONSUMABLES | Z119013 | THERMOGRAPHS | 4 | YES
Z | MEDICAL EQUIPMENT AND RELATED ACCESSORIES, SOFTWARE AND CONSUMABLES | Z119014 | VIDEO RECORDERS FOR BIOIMAGES | 4 | YES
Z | MEDICAL EQUIPMENT AND RELATED ACCESSORIES, SOFTWARE AND CONSUMABLES | Z119080 | VARIOUS BIOIMAGING AND RADIOTHERAPY INSTRUMENTS - HARDWARE ACCESSORIES | 4 | YES
Z | MEDICAL EQUIPMENT AND RELATED ACCESSORIES, SOFTWARE AND CONSUMABLES | Z119082 | VARIOUS BIOIMAGING AND RADIOTHERAPY INSTRUMENTS - SOFTWARE ACCESSORIES | 4 | YES
Z | MEDICAL EQUIPMENT AND RELATED ACCESSORIES, SOFTWARE AND CONSUMABLES | Z119085 | VARIOUS BIOIMAGING AND RADIOTHERAPY INSTRUMENTS - CONSUMABLES | 4 | YES
Z | MEDICAL EQUIPMENT AND RELATED ACCESSORIES, SOFTWARE AND CONSUMABLES | Z119092 | VARIOUS BIOIMAGING AND RADIOTHERAPY INSTRUMENTS - MEDICAL DEVICE SOFTWARE | 4 | YES
Z | MEDICAL EQUIPMENT AND RELATED ACCESSORIES, SOFTWARE AND CONSUMABLES | Z119099 | VARIOUS BIOIMAGING AND RADIOTHERAPY INSTRUMENTS - OTHER | 4 | YES
Z | MEDICAL EQUIPMENT AND RELATED ACCESSORIES, SOFTWARE AND CONSUMABLES | Z12 | INSTRUMENTS FOR FUNCTIONAL EXPLORATIONS AND THERAPEUTIC INTERVENTIONS | 2 | NO
Z | MEDICAL EQUIPMENT AND RELATED ACCESSORIES, SOFTWARE AND CONSUMABLES | Z1201 | GENERAL AND MULTIDISCIPLINARY SURGERY INSTRUMENTS | 3 | NO
Z | MEDICAL EQUIPMENT AND RELATED ACCESSORIES, SOFTWARE AND CONSUMABLES | Z120101 | ARTERIOTOMY ABLATORS | 4 | YES
Z | MEDICAL EQUIPMENT AND RELATED ACCESSORIES, SOFTWARE AND CONSUMABLES | Z120102 | CRYOSURGERY EQUIPMENT | 4 | YES
Z | MEDICAL EQUIPMENT AND RELATED ACCESSORIES, SOFTWARE AND CONSUMABLES | Z120103 | DERMOTOMY EQUIPMENT | 4 | YES
Z | MEDICAL EQUIPMENT AND RELATED ACCESSORIES, SOFTWARE AND CONSUMABLES | Z120104 | SELF–TRANSFUSION EQUIPMENT | 4 | YES
Z | MEDICAL EQUIPMENT AND RELATED ACCESSORIES, SOFTWARE AND CONSUMABLES | Z120105 | SURGICAL MEDICAL ASPIRATORS | 4 | YES
Z | MEDICAL EQUIPMENT AND RELATED ACCESSORIES, SOFTWARE AND CONSUMABLES | Z120106 | HYDRODISSECTORS | 4 | YES
Z | MEDICAL EQUIPMENT AND RELATED ACCESSORIES, SOFTWARE AND CONSUMABLES | Z120107 | SCIALYTIC LAMP LIGHTING SYSTEMS | 4 | NO
Z | MEDICAL EQUIPMENT AND RELATED ACCESSORIES, SOFTWARE AND CONSUMABLES | Z12010701 | FIXED SCIALYTIC LAMPS | 5 | YES
Z | MEDICAL EQUIPMENT AND RELATED ACCESSORIES, SOFTWARE AND CONSUMABLES | Z12010702 | MOBILE SCIALYTIC LAMPS | 5 | YES
Z | MEDICAL EQUIPMENT AND RELATED ACCESSORIES, SOFTWARE AND CONSUMABLES | Z12010780 | SCIALYTIC LAMP LIGHTING SYSTEMS - HARDWARE ACCESSORIES | 5 | YES
Z | MEDICAL EQUIPMENT AND RELATED ACCESSORIES, SOFTWARE AND CONSUMABLES | Z12010785 | SCIALYTIC LAMP LIGHTING SYSTEMS - CONSUMABLES | 5 | YES
Z | MEDICAL EQUIPMENT AND RELATED ACCESSORIES, SOFTWARE AND CONSUMABLES | Z12010799 | SCIALYTIC LAMP LIGHTING SYSTEMS - OTHER | 5 | YES
Z | MEDICAL EQUIPMENT AND RELATED ACCESSORIES, SOFTWARE AND CONSUMABLES | Z120108 | INSTRUMENTS FOR ULTRASONIC SURGERY | 4 | NO
Z | MEDICAL EQUIPMENT AND RELATED ACCESSORIES, SOFTWARE AND CONSUMABLES | Z12010801 | ULTRASONIC SCALPEL | 5 | YES
Z | MEDICAL EQUIPMENT AND RELATED ACCESSORIES, SOFTWARE AND CONSUMABLES | Z12010880 | INSTRUMENTS FOR ULTRASONIC SURGERY - HARDWARE ACCESSORIES | 5 | YES
Z | MEDICAL EQUIPMENT AND RELATED ACCESSORIES, SOFTWARE AND CONSUMABLES | Z12010882 | INSTRUMENTS FOR ULTRASONIC SURGERY - SOFTWARE ACCESSORIES | 5 | YES
Z | MEDICAL EQUIPMENT AND RELATED ACCESSORIES, SOFTWARE AND CONSUMABLES | Z12010885 | INSTRUMENTS FOR ULTRASONIC SURGERY - CONSUMABLES | 5 | YES
Z | MEDICAL EQUIPMENT AND RELATED ACCESSORIES, SOFTWARE AND CONSUMABLES | Z12010892 | INSTRUMENTS FOR ULTRASONIC SURGERY - MEDICAL DEVICE SOFTWARE | 5 | YES
Z | MEDICAL EQUIPMENT AND RELATED ACCESSORIES, SOFTWARE AND CONSUMABLES | Z120109 | ELECTROSURGICAL INSTRUMENTS | 4 | NO
Z | MEDICAL EQUIPMENT AND RELATED ACCESSORIES, SOFTWARE AND CONSUMABLES | Z12010901 | DIATHERMOCOAGULATORS | 5 | YES
Z | MEDICAL EQUIPMENT AND RELATED ACCESSORIES, SOFTWARE AND CONSUMABLES | Z12010902 | ELECTROSURGICAL UNITS (ESU) FOR GENERAL USE | 5 | YES
Z | MEDICAL EQUIPMENT AND RELATED ACCESSORIES, SOFTWARE AND CONSUMABLES | Z12010903 | ARGON ELECTROSURGICAL UNITS (ESU) | 5 | YES
Z | MEDICAL EQUIPMENT AND RELATED ACCESSORIES, SOFTWARE AND CONSUMABLES | Z12010904 | ENDOSCOPIC ELECTROSURGICAL UNITS (ESU) | 5 | YES
Z | MEDICAL EQUIPMENT AND RELATED ACCESSORIES, SOFTWARE AND CONSUMABLES | Z12010905 | RADIOSURGICAL UNITS | 5 | YES
Z | MEDICAL EQUIPMENT AND RELATED ACCESSORIES, SOFTWARE AND CONSUMABLES | Z12010980 | ELECTROSURGERY INSTRUMENTS - HARDWARE ACCESSORIES | 5 | YES
Z | MEDICAL EQUIPMENT AND RELATED ACCESSORIES, SOFTWARE AND CONSUMABLES | Z12010982 | ELECTROSURGERY INSTRUMENTS - SOFTWARE ACCESSORIES | 5 | YES
Z | MEDICAL EQUIPMENT AND RELATED ACCESSORIES, SOFTWARE AND CONSUMABLES | Z12010985 | ELECTROSURGERY INSTRUMENTS - CONSUMABLES | 5 | YES
Z | MEDICAL EQUIPMENT AND RELATED ACCESSORIES, SOFTWARE AND CONSUMABLES | Z12010992 | ELECTROSURGERY INSTRUMENTS - MEDICAL DEVICE SOFTWARE | 5 | YES
Z | MEDICAL EQUIPMENT AND RELATED ACCESSORIES, SOFTWARE AND CONSUMABLES | Z12010999 | ELECTROSURGERY INSTRUMENTS - OTHER | 5 | YES
Z | MEDICAL EQUIPMENT AND RELATED ACCESSORIES, SOFTWARE AND CONSUMABLES | Z120110 | LASER SURGERY INSTRUMENTS | 4 | NO
Z | MEDICAL EQUIPMENT AND RELATED ACCESSORIES, SOFTWARE AND CONSUMABLES | Z12011001 | EXCIMER SURGICAL LASER | 5 | YES
Z | MEDICAL EQUIPMENT AND RELATED ACCESSORIES, SOFTWARE AND CONSUMABLES | Z12011002 | CARBON MONOXIDE SURGICAL LASER | 5 | YES
Z | MEDICAL EQUIPMENT AND RELATED ACCESSORIES, SOFTWARE AND CONSUMABLES | Z12011003 | HOLMIUM SURGICAL LASER | 5 | YES
Z | MEDICAL EQUIPMENT AND RELATED ACCESSORIES, SOFTWARE AND CONSUMABLES | Z12011004 | KRYPTON SURGICAL LASER | 5 | YES
Z | MEDICAL EQUIPMENT AND RELATED ACCESSORIES, SOFTWARE AND CONSUMABLES | Z12011005 | CARBON DIOXIDE SURGICAL LASER | 5 | YES
Z | MEDICAL EQUIPMENT AND RELATED ACCESSORIES, SOFTWARE AND CONSUMABLES | Z12011006 | DIODE–PUMPED SOLID–STATE (DPSS) SURGICAL LASER | 5 | YES
Z | MEDICAL EQUIPMENT AND RELATED ACCESSORIES, SOFTWARE AND CONSUMABLES | Z12011007 | DYE SURGICAL LASER | 5 | YES
Z | MEDICAL EQUIPMENT AND RELATED ACCESSORIES, SOFTWARE AND CONSUMABLES | Z12011008 | HELIUM/NEON SURGICAL LASER | 5 | YES
Z | MEDICAL EQUIPMENT AND RELATED ACCESSORIES, SOFTWARE AND CONSUMABLES | Z12011009 | COPPER VAPOUR SURGICAL LASER | 5 | YES
Z | MEDICAL EQUIPMENT AND RELATED ACCESSORIES, SOFTWARE AND CONSUMABLES | Z12011010 | ARGON/KRYPTON SURGICAL LASER | 5 | YES
Z | MEDICAL EQUIPMENT AND RELATED ACCESSORIES, SOFTWARE AND CONSUMABLES | Z12011011 | KTP SURGICAL LASER | 5 | YES
Z | MEDICAL EQUIPMENT AND RELATED ACCESSORIES, SOFTWARE AND CONSUMABLES | Z12011012 | DYE/ALEXANDRITE SURGICAL LASER | 5 | YES
Z | MEDICAL EQUIPMENT AND RELATED ACCESSORIES, SOFTWARE AND CONSUMABLES | Z12011013 | ARGON SURGICAL LASER | 5 | YES
Z | MEDICAL EQUIPMENT AND RELATED ACCESSORIES, SOFTWARE AND CONSUMABLES | Z12011014 | ERBIUM SURGICAL LASER | 5 | YES
Z | MEDICAL EQUIPMENT AND RELATED ACCESSORIES, SOFTWARE AND CONSUMABLES | Z12011015 | RUBY SURGICAL LASER | 5 | YES
Z | MEDICAL EQUIPMENT AND RELATED ACCESSORIES, SOFTWARE AND CONSUMABLES | Z12011016 | DIODE SURGICAL LASER | 5 | YES
Z | MEDICAL EQUIPMENT AND RELATED ACCESSORIES, SOFTWARE AND CONSUMABLES | Z12011017 | NEODYMIUM SURGICAL LASER | 5 | YES
Z | MEDICAL EQUIPMENT AND RELATED ACCESSORIES, SOFTWARE AND CONSUMABLES | Z12011018 | HELIUM/CADMIUM SURGICAL LASER | 5 | YES
Z | MEDICAL EQUIPMENT AND RELATED ACCESSORIES, SOFTWARE AND CONSUMABLES | Z12011019 | MULTI–PLATFORM LASER | 5 | YES
Z | MEDICAL EQUIPMENT AND RELATED ACCESSORIES, SOFTWARE AND CONSUMABLES | Z12011080 | LASER SURGERY INSTRUMENTS - HARDWARE ACCESSORIES | 5 | YES
Z | MEDICAL EQUIPMENT AND RELATED ACCESSORIES, SOFTWARE AND CONSUMABLES | Z12011082 | LASER SURGERY INSTRUMENTS - SOFTWARE ACCESSORIES | 5 | YES
Z | MEDICAL EQUIPMENT AND RELATED ACCESSORIES, SOFTWARE AND CONSUMABLES | Z12011085 | LASER SURGERY INSTRUMENTS - CONSUMABLES | 5 | YES
Z | MEDICAL EQUIPMENT AND RELATED ACCESSORIES, SOFTWARE AND CONSUMABLES | Z12011092 | LASER SURGERY INSTRUMENTS - MEDICAL DEVICE SOFTWARE | 5 | YES
Z | MEDICAL EQUIPMENT AND RELATED ACCESSORIES, SOFTWARE AND CONSUMABLES | Z12011099 | LASER SURGERY INSTRUMENTS - OTHER | 5 | YES
Z | MEDICAL EQUIPMENT AND RELATED ACCESSORIES, SOFTWARE AND CONSUMABLES | Z120111 | INSTRUMENTS FOR OPERATIVE MICROSCOPY | 4 | NO
Z | MEDICAL EQUIPMENT AND RELATED ACCESSORIES, SOFTWARE AND CONSUMABLES | Z12011101 | OPERATIVE MICROSCOPES | 5 | YES
Z | MEDICAL EQUIPMENT AND RELATED ACCESSORIES, SOFTWARE AND CONSUMABLES | Z12011180 | INSTRUMENTS FOR OPERATIVE MICROSCOPY - HARDWARE ACCESSORIES | 5 | NO
Z | MEDICAL EQUIPMENT AND RELATED ACCESSORIES, SOFTWARE AND CONSUMABLES | Z1201118001 | STANDS FOR OPERATIVE MICROSCOPY | 6 | YES
Z | MEDICAL EQUIPMENT AND RELATED ACCESSORIES, SOFTWARE AND CONSUMABLES | Z1201118099 | INSTRUMENTS FOR OPERATIVE MICROSCOPY - HARDWARE ACCESSORIES - OTHER | 6 | YES
Z | MEDICAL EQUIPMENT AND RELATED ACCESSORIES, SOFTWARE AND CONSUMABLES | Z12011182 | INSTRUMENTS FOR OPERATIVE MICROSCOPY - SOFTWARE ACCESSORIES | 5 | YES
Z | MEDICAL EQUIPMENT AND RELATED ACCESSORIES, SOFTWARE AND CONSUMABLES | Z12011185 | INSTRUMENTS FOR OPERATIVE MICROSCOPY - CONSUMABLES | 5 | YES
Z | MEDICAL EQUIPMENT AND RELATED ACCESSORIES, SOFTWARE AND CONSUMABLES | Z12011192 | INSTRUMENTS FOR OPERATIVE MICROSCOPY - MEDICAL DEVICE SOFTWARE | 5 | YES
Z | MEDICAL EQUIPMENT AND RELATED ACCESSORIES, SOFTWARE AND CONSUMABLES | Z12011199 | INSTRUMENTS FOR OPERATIVE MICROSCOPY – OTHER | 5 | YES
Z | MEDICAL EQUIPMENT AND RELATED ACCESSORIES, SOFTWARE AND CONSUMABLES | Z120112 | PATIENT POSITIONING INSTRUMENTS | 4 | NO
Z | MEDICAL EQUIPMENT AND RELATED ACCESSORIES, SOFTWARE AND CONSUMABLES | Z12011201 | OPERATING CHAIRS | 5 | YES
Z | MEDICAL EQUIPMENT AND RELATED ACCESSORIES, SOFTWARE AND CONSUMABLES | Z12011202 | OPERATING TABLES | 5 | YES
Z | MEDICAL EQUIPMENT AND RELATED ACCESSORIES, SOFTWARE AND CONSUMABLES | Z12011280 | PATIENT POSITIONING INSTRUMENTS - HARDWARE ACCESSORIES | 5 | YES
Z | MEDICAL EQUIPMENT AND RELATED ACCESSORIES, SOFTWARE AND CONSUMABLES | Z12011285 | PATIENT POSITIONING INSTRUMENTS - CONSUMABLES | 5 | YES
Z | MEDICAL EQUIPMENT AND RELATED ACCESSORIES, SOFTWARE AND CONSUMABLES | Z12011299 | PATIENT POSITIONING INSTRUMENTS – OTHER | 5 | YES
Z | MEDICAL EQUIPMENT AND RELATED ACCESSORIES, SOFTWARE AND CONSUMABLES | Z120113 | CLEANING, DISINFECTION AND STERILISATION INSTRUMENTS | 4 | NO
Z | MEDICAL EQUIPMENT AND RELATED ACCESSORIES, SOFTWARE AND CONSUMABLES | Z12011301 | CLEANING AND DISINFECTION EQUIPMENT | 5 | YES
Z | MEDICAL EQUIPMENT AND RELATED ACCESSORIES, SOFTWARE AND CONSUMABLES | Z12011302 | ULTRASONIC CLEANING EQUIPMENT | 5 | YES
Z | MEDICAL EQUIPMENT AND RELATED ACCESSORIES, SOFTWARE AND CONSUMABLES | Z12011303 | CHEMICAL STERILISATION EQUIPMENT | 5 | YES
Z | MEDICAL EQUIPMENT AND RELATED ACCESSORIES, SOFTWARE AND CONSUMABLES | Z12011304 | AUTOCLAVES WITH A CHAMBER LARGER THAN OR EQUAL TO 1 STANDARD STERILISATION UNIT | 5 | YES
Z | MEDICAL EQUIPMENT AND RELATED ACCESSORIES, SOFTWARE AND CONSUMABLES | Z12011305 | SMALL LOAD AUTOCLAVES WITH A CHAMBER SMALLER THAN 1 STANDARD STERILISATION UNIT | 5 | YES
Z | MEDICAL EQUIPMENT AND RELATED ACCESSORIES, SOFTWARE AND CONSUMABLES | Z12011306 | CLEANING AND DECONTAMINATION SYSTEMS FOR GENERAL AND MULTIDISCIPLINARY SURGERY INSTRUMENTS | 5 | YES
Z | MEDICAL EQUIPMENT AND RELATED ACCESSORIES, SOFTWARE AND CONSUMABLES | Z12011307 | DRY AIR STERILISERS | 5 | YES
Z | MEDICAL EQUIPMENT AND RELATED ACCESSORIES, SOFTWARE AND CONSUMABLES | Z12011309 | PLASMA STERILISERS | 5 | YES
Z | MEDICAL EQUIPMENT AND RELATED ACCESSORIES, SOFTWARE AND CONSUMABLES | Z12011310 | RADIATION STERILISERS | 5 | NO
Z | MEDICAL EQUIPMENT AND RELATED ACCESSORIES, SOFTWARE AND CONSUMABLES | Z1201131001 | RADIATION STERILISERS, X–RAY | 6 | YES
Z | MEDICAL EQUIPMENT AND RELATED ACCESSORIES, SOFTWARE AND CONSUMABLES | Z1201131002 | RADIATION STERILISERS, GAMMA–RAY | 6 | YES
Z | MEDICAL EQUIPMENT AND RELATED ACCESSORIES, SOFTWARE AND CONSUMABLES | Z1201131003 | RADIATION STERILISERS, MICROWAVE | 6 | YES
Z | MEDICAL EQUIPMENT AND RELATED ACCESSORIES, SOFTWARE AND CONSUMABLES | Z1201131099 | RADIATION STERILISERS - OTHER | 6 | YES
Z | MEDICAL EQUIPMENT AND RELATED ACCESSORIES, SOFTWARE AND CONSUMABLES | Z12011311 | ENDOSCOPE WASHERS | 5 | YES
Z | MEDICAL EQUIPMENT AND RELATED ACCESSORIES, SOFTWARE AND CONSUMABLES | Z12011312 | ENDOSCOPE DRYERS | 5 | YES
Z | MEDICAL EQUIPMENT AND RELATED ACCESSORIES, SOFTWARE AND CONSUMABLES | Z12011313 | ENDOSCOPE STERILISERS | 5 | YES
Z | MEDICAL EQUIPMENT AND RELATED ACCESSORIES, SOFTWARE AND CONSUMABLES | Z12011314 | ENDOSCOPE DRYING CABINETS AND STORAGE | 5 | YES
Z | MEDICAL EQUIPMENT AND RELATED ACCESSORIES, SOFTWARE AND CONSUMABLES | Z12011380 | CLEANING, DISINFECTION AND STERILISATION INSTRUMENTS - HARDWARE ACCESSORIES | 5 | YES
Z | MEDICAL EQUIPMENT AND RELATED ACCESSORIES, SOFTWARE AND CONSUMABLES | Z12011382 | CLEANING, DISINFECTION AND STERILISATION INSTRUMENTS - SOFTWARE ACCESSORIES | 5 | YES
Z | MEDICAL EQUIPMENT AND RELATED ACCESSORIES, SOFTWARE AND CONSUMABLES | Z12011385 | CLEANING, DISINFECTION AND STERILISATION INSTRUMENTS - CONSUMABLES | 5 | YES
Z | MEDICAL EQUIPMENT AND RELATED ACCESSORIES, SOFTWARE AND CONSUMABLES | Z12011392 | CLEANING, DISINFECTION AND STERILISATION INSTRUMENTS - MEDICAL DEVICE SOFTWARE | 5 | YES
Z | MEDICAL EQUIPMENT AND RELATED ACCESSORIES, SOFTWARE AND CONSUMABLES | Z12011399 | CLEANING, DISINFECTION AND STERILISATION INSTRUMENTS - OTHER | 5 | YES
Z | MEDICAL EQUIPMENT AND RELATED ACCESSORIES, SOFTWARE AND CONSUMABLES | Z120114 | SURGICAL NAVIGATION INSTRUMENTS | 4 | NO
Z | MEDICAL EQUIPMENT AND RELATED ACCESSORIES, SOFTWARE AND CONSUMABLES | Z12011401 | SURGICAL NAVIGATION SYSTEM | 5 | YES
Z | MEDICAL EQUIPMENT AND RELATED ACCESSORIES, SOFTWARE AND CONSUMABLES | Z12011480 | SURGICAL NAVIGATION INSTRUMENTS - HARDWARE ACCESSORIES | 5 | YES
Z | MEDICAL EQUIPMENT AND RELATED ACCESSORIES, SOFTWARE AND CONSUMABLES | Z12011482 | SURGICAL NAVIGATION INSTRUMENTS - SOFTWARE ACCESSORIES | 5 | YES
Z | MEDICAL EQUIPMENT AND RELATED ACCESSORIES, SOFTWARE AND CONSUMABLES | Z12011485 | SURGICAL NAVIGATION INSTRUMENTS - CONSUMABLES | 5 | YES
Z | MEDICAL EQUIPMENT AND RELATED ACCESSORIES, SOFTWARE AND CONSUMABLES | Z12011492 | SURGICAL NAVIGATION INSTRUMENTS - MEDICAL DEVICE SOFTWARE | 5 | YES
Z | MEDICAL EQUIPMENT AND RELATED ACCESSORIES, SOFTWARE AND CONSUMABLES | Z120190 | VARIOUS INSTRUMENTS FOR GENERAL AND MULTIDISCIPLINARY SURGERY | 4 | NO
Z | MEDICAL EQUIPMENT AND RELATED ACCESSORIES, SOFTWARE AND CONSUMABLES | Z12019001 | SURGICAL WIRE APPLICATION EQUIPMENT | 5 | YES
Z | MEDICAL EQUIPMENT AND RELATED ACCESSORIES, SOFTWARE AND CONSUMABLES | Z12019002 | EQUIPMENT FOR THE TRANSPORT OF ORGANIC MATERIAL | 5 | YES
Z | MEDICAL EQUIPMENT AND RELATED ACCESSORIES, SOFTWARE AND CONSUMABLES | Z12019003 | WOUND TREATMENT EQUIPMENT | 5 | YES
Z | MEDICAL EQUIPMENT AND RELATED ACCESSORIES, SOFTWARE AND CONSUMABLES | Z12019004 | SURGICAL SMOKE EVACUATION SYSTEMS | 5 | YES
Z | MEDICAL EQUIPMENT AND RELATED ACCESSORIES, SOFTWARE AND CONSUMABLES | Z12019005 | DERMOGRAPHS | 5 | YES
Z | MEDICAL EQUIPMENT AND RELATED ACCESSORIES, SOFTWARE AND CONSUMABLES | Z12019006 | PHOTOCOAGULATORS | 5 | YES
Z | MEDICAL EQUIPMENT AND RELATED ACCESSORIES, SOFTWARE AND CONSUMABLES | Z12019007 | IRRIGATORS | 5 | YES
Z | MEDICAL EQUIPMENT AND RELATED ACCESSORIES, SOFTWARE AND CONSUMABLES | Z12019008 | BLOOD HEATERS | 5 | YES
Z | MEDICAL EQUIPMENT AND RELATED ACCESSORIES, SOFTWARE AND CONSUMABLES | Z12019009 | THAWING UNITS | 5 | YES
Z | MEDICAL EQUIPMENT AND RELATED ACCESSORIES, SOFTWARE AND CONSUMABLES | Z12019010 | PATIENT TRANSFER SYSTEMS | 5 | YES
Z | MEDICAL EQUIPMENT AND RELATED ACCESSORIES, SOFTWARE AND CONSUMABLES | Z12019080 | VARIOUS INSTRUMENTS FOR GENERAL AND MULTIDISCIPLINARY SURGERY - HARDWARE ACCESSORIES | 5 | YES
Z | MEDICAL EQUIPMENT AND RELATED ACCESSORIES, SOFTWARE AND CONSUMABLES | Z12019082 | VARIOUS INSTRUMENTS FOR GENERAL AND MULTIDISCIPLINARY SURGERY - SOFTWARE ACCESSORIES | 5 | YES
Z | MEDICAL EQUIPMENT AND RELATED ACCESSORIES, SOFTWARE AND CONSUMABLES | Z12019085 | VARIOUS INSTRUMENTS FOR GENERAL AND MULTIDISCIPLINARY SURGERY - CONSUMABLES | 5 | YES
Z | MEDICAL EQUIPMENT AND RELATED ACCESSORIES, SOFTWARE AND CONSUMABLES | Z12019092 | VARIOUS INSTRUMENTS FOR GENERAL AND MULTIDISCIPLINARY SURGERY - MEDICAL DEVICE SOFTWARE | 5 | YES
Z | MEDICAL EQUIPMENT AND RELATED ACCESSORIES, SOFTWARE AND CONSUMABLES | Z12019099 | VARIOUS INSTRUMENTS FOR GENERAL AND MULTIDISCIPLINARY SURGERY - OTHER | 5 | YES
Z | MEDICAL EQUIPMENT AND RELATED ACCESSORIES, SOFTWARE AND CONSUMABLES | Z1202 | ENDOSCOPIC AND MINIMALLY INVASIVE SURGERY INSTRUMENTS | 3 | NO
Z | MEDICAL EQUIPMENT AND RELATED ACCESSORIES, SOFTWARE AND CONSUMABLES | Z120201 | REMOTE CONTROL ROBOTIC ENDOSCOPIC SURGERY INSTRUMENTS | 4 | NO
Z | MEDICAL EQUIPMENT AND RELATED ACCESSORIES, SOFTWARE AND CONSUMABLES | Z12020101 | ROBOT-ASSISTED ENDOSCOPIC SURGERY SYSTEMS | 5 | YES
Z | MEDICAL EQUIPMENT AND RELATED ACCESSORIES, SOFTWARE AND CONSUMABLES | Z12020180 | REMOTE CONTROL ROBOT-ASSISTED ENDOSCOPIC SURGERY INSTRUMENTS - HARDWARE ACCESSORIES | 5 | NO
Z | MEDICAL EQUIPMENT AND RELATED ACCESSORIES, SOFTWARE AND CONSUMABLES | Z1202018001 | ROBOTIC ARMS FOR VIDEOENDOSCOPY | 6 | YES
Z | MEDICAL EQUIPMENT AND RELATED ACCESSORIES, SOFTWARE AND CONSUMABLES | Z1202018002 | COMMAND CONSOLES FOR ENDOSCOPIC SURGERY | 6 | YES
Z | MEDICAL EQUIPMENT AND RELATED ACCESSORIES, SOFTWARE AND CONSUMABLES | Z1202018099 | REMOTE CONTROL ROBOT-ASSISTED ENDOSCOPIC SURGERY INSTRUMENTS - HARDWARE ACCESSORIES - OTHER | 6 | YES
Z | MEDICAL EQUIPMENT AND RELATED ACCESSORIES, SOFTWARE AND CONSUMABLES | Z12020182 | REMOTE CONTROL ROBOTIC ENDOSCOPIC SURGERY INSTRUMENTS - SOFTWARE ACCESSORIES | 5 | YES
Z | MEDICAL EQUIPMENT AND RELATED ACCESSORIES, SOFTWARE AND CONSUMABLES | Z12020185 | REMOTE CONTROL ROBOT-ASSISTED ENDOSCOPIC SURGERY INSTRUMENTS - CONSUMABLES | 5 | YES
Z | MEDICAL EQUIPMENT AND RELATED ACCESSORIES, SOFTWARE AND CONSUMABLES | Z12020192 | REMOTE CONTROL ROBOT-ASSISTED ENDOSCOPIC SURGERY INSTRUMENTS - MEDICAL DEVICE SOFTWARE | 5 | YES
Z | MEDICAL EQUIPMENT AND RELATED ACCESSORIES, SOFTWARE AND CONSUMABLES | Z12020199 | REMOTE CONTROL ROBOT-ASSISTED ENDOSCOPIC SURGERY INSTRUMENTS - OTHER | 5 | YES
Z | MEDICAL EQUIPMENT AND RELATED ACCESSORIES, SOFTWARE AND CONSUMABLES | Z120202 | MOTORISED INSTRUMENTS FOR ENDOSCOPIC SURGERY | 4 | NO
Z | MEDICAL EQUIPMENT AND RELATED ACCESSORIES, SOFTWARE AND CONSUMABLES | Z12020201 | MOTORISED SYSTEMS FOR ENDOSCOPIC SURGERY | 5 | YES
Z | MEDICAL EQUIPMENT AND RELATED ACCESSORIES, SOFTWARE AND CONSUMABLES | Z12020280 | MOTORISED INSTRUMENTS FOR ENDOSCOPIC SURGERY - HARDWARE ACCESSORIES | 5 | YES
Z | MEDICAL EQUIPMENT AND RELATED ACCESSORIES, SOFTWARE AND CONSUMABLES | Z12020282 | MOTORISED INSTRUMENTS FOR ENDOSCOPIC SURGERY - SOFTWARE ACCESSORIES | 5 | YES
Z | MEDICAL EQUIPMENT AND RELATED ACCESSORIES, SOFTWARE AND CONSUMABLES | Z12020285 | MOTORISED INSTRUMENTS FOR ENDOSCOPIC SURGERY - CONSUMABLES | 5 | YES
Z | MEDICAL EQUIPMENT AND RELATED ACCESSORIES, SOFTWARE AND CONSUMABLES | Z12020292 | MOTORISED INSTRUMENTS FOR ENDOSCOPIC SURGERY - MEDICAL DEVICE SOFTWARE | 5 | YES
Z | MEDICAL EQUIPMENT AND RELATED ACCESSORIES, SOFTWARE AND CONSUMABLES | Z120203 | ENDOSCOPIC LITHOTRIPSY INSTRUMENTS | 4 | NO
Z | MEDICAL EQUIPMENT AND RELATED ACCESSORIES, SOFTWARE AND CONSUMABLES | Z12020301 | ELECTROMECHANICAL ENDOSCOPIC LITHOTRIPTERS | 5 | YES
Z | MEDICAL EQUIPMENT AND RELATED ACCESSORIES, SOFTWARE AND CONSUMABLES | Z12020302 | ULTRASONIC ENDOSCOPIC LITHOTRIPTERS | 5 | YES
Z | MEDICAL EQUIPMENT AND RELATED ACCESSORIES, SOFTWARE AND CONSUMABLES | Z12020303 | ELECTROHYDRAULIC ENDOSCOPIC LITHOTRIPTERS | 5 | YES
Z | MEDICAL EQUIPMENT AND RELATED ACCESSORIES, SOFTWARE AND CONSUMABLES | Z12020304 | LASER ENDOSCOPIC LITHOTRIPTERS | 5 | YES
Z | MEDICAL EQUIPMENT AND RELATED ACCESSORIES, SOFTWARE AND CONSUMABLES | Z12020380 | ENDOSCOPIC LITHOTRIPSY INSTRUMENTS - HARDWARE ACCESSORIES | 5 | YES
Z | MEDICAL EQUIPMENT AND RELATED ACCESSORIES, SOFTWARE AND CONSUMABLES | Z12020382 | ENDOSCOPIC LITHOTRIPSY INSTRUMENTS - SOFTWARE ACCESSORIES | 5 | YES
Z | MEDICAL EQUIPMENT AND RELATED ACCESSORIES, SOFTWARE AND CONSUMABLES | Z12020385 | ENDOSCOPIC LITHOTRIPSY INSTRUMENTS - CONSUMABLES | 5 | YES
Z | MEDICAL EQUIPMENT AND RELATED ACCESSORIES, SOFTWARE AND CONSUMABLES | Z12020392 | ENDOSCOPIC LITHOTRIPSY INSTRUMENTS - MEDICAL DEVICE SOFTWARE | 5 | YES
Z | MEDICAL EQUIPMENT AND RELATED ACCESSORIES, SOFTWARE AND CONSUMABLES | Z120204 | INSTRUMENTS FOR THE ACQUISITION AND MANAGEMENT OF ENDOSCOPIC AND MINIMALLY INVASIVE SURGERY IMAGES | 4 | NO
Z | MEDICAL EQUIPMENT AND RELATED ACCESSORIES, SOFTWARE AND CONSUMABLES | Z12020401 | INTEGRATED SYSTEMS FOR THE ACQUISITION AND MANAGEMENT OF ENDOSCOPIC AND MINIMALLY INVASIVE SURGERY IMAGES | 5 | YES
Z | MEDICAL EQUIPMENT AND RELATED ACCESSORIES, SOFTWARE AND CONSUMABLES | Z12020402 | LIGHT SOURCES FOR ENDOSCOPY AND MINIMALLY INVASIVE SURGERY | 5 | YES
Z | MEDICAL EQUIPMENT AND RELATED ACCESSORIES, SOFTWARE AND CONSUMABLES | Z12020403 | MODULES FOR ENDOSCOPIC IMAGING AND MINIMALLY INVASIVE SURGERY | 5 | YES
Z | MEDICAL EQUIPMENT AND RELATED ACCESSORIES, SOFTWARE AND CONSUMABLES | Z12020404 | REMOTE CONTROL UNITS FOR ENDOSCOPY AND MINIMALLY INVASIVE SURGERY | 5 | YES
Z | MEDICAL EQUIPMENT AND RELATED ACCESSORIES, SOFTWARE AND CONSUMABLES | Z12020405 | SURGICAL CAMERAS | 5 | YES
Z | MEDICAL EQUIPMENT AND RELATED ACCESSORIES, SOFTWARE AND CONSUMABLES | Z12020406 | VIDEO PROCESSORS | 5 | YES
Z | MEDICAL EQUIPMENT AND RELATED ACCESSORIES, SOFTWARE AND CONSUMABLES | Z12020480 | INSTRUMENTS FOR THE ACQUISITION AND MANAGEMENT OF ENDOSCOPIC AND MINIMALLY INVASIVE SURGERY IMAGES - HARDWARE ACCESSORIES | 5 | YES
Z | MEDICAL EQUIPMENT AND RELATED ACCESSORIES, SOFTWARE AND CONSUMABLES | Z12020482 | INSTRUMENTS FOR THE ACQUISITION AND MANAGEMENT OF ENDOSCOPIC AND MINIMALLY INVASIVE SURGERY IMAGES - SOFTWARE ACCESSORIES | 5 | YES
Z | MEDICAL EQUIPMENT AND RELATED ACCESSORIES, SOFTWARE AND CONSUMABLES | Z12020485 | INSTRUMENTS FOR THE ACQUISITION AND MANAGEMENT OF ENDOSCOPIC AND MINIMALLY INVASIVE SURGERY IMAGES - CONSUMABLES | 5 | YES
Z | MEDICAL EQUIPMENT AND RELATED ACCESSORIES, SOFTWARE AND CONSUMABLES | Z12020492 | INSTRUMENTS FOR THE ACQUISITION AND MANAGEMENT OF ENDOSCOPIC AND MINIMALLY INVASIVE SURGERY IMAGES - MEDICAL DEVICE SOFTWARE | 5 | YES
Z | MEDICAL EQUIPMENT AND RELATED ACCESSORIES, SOFTWARE AND CONSUMABLES | Z12020499 | INSTRUMENTS FOR THE ACQUISITION AND MANAGEMENT OF ENDOSCOPIC AND MINIMALLY INVASIVE SURGERY IMAGES – OTHER | 5 | YES
Z | MEDICAL EQUIPMENT AND RELATED ACCESSORIES, SOFTWARE AND CONSUMABLES | Z120205 | UPPER GASTROINTESTINAL TRACT ENDOSCOPY INSTRUMENTS | 4 | NO
Z | MEDICAL EQUIPMENT AND RELATED ACCESSORIES, SOFTWARE AND CONSUMABLES | Z12020501 | CHOLEDOCOSCOPES | 5 | YES
Z | MEDICAL EQUIPMENT AND RELATED ACCESSORIES, SOFTWARE AND CONSUMABLES | Z12020502 | DUODENOSCOPES | 5 | YES
Z | MEDICAL EQUIPMENT AND RELATED ACCESSORIES, SOFTWARE AND CONSUMABLES | Z12020503 | ECHO–GASTROSCOPES | 5 | YES
Z | MEDICAL EQUIPMENT AND RELATED ACCESSORIES, SOFTWARE AND CONSUMABLES | Z12020504 | OESOPHAGOSCOPES | 5 | YES
Z | MEDICAL EQUIPMENT AND RELATED ACCESSORIES, SOFTWARE AND CONSUMABLES | Z12020505 | GASTRODUODENOSCOPES | 5 | YES
Z | MEDICAL EQUIPMENT AND RELATED ACCESSORIES, SOFTWARE AND CONSUMABLES | Z12020506 | GASTROSCOPES | 5 | YES
Z | MEDICAL EQUIPMENT AND RELATED ACCESSORIES, SOFTWARE AND CONSUMABLES | Z12020507 | VIDEO CHOLEDOCOSCOPES | 5 | YES
Z | MEDICAL EQUIPMENT AND RELATED ACCESSORIES, SOFTWARE AND CONSUMABLES | Z12020508 | VIDEO DUODENOSCOPES | 5 | YES
Z | MEDICAL EQUIPMENT AND RELATED ACCESSORIES, SOFTWARE AND CONSUMABLES | Z12020509 | VIDEO OESOPHAGOSCOPES | 5 | YES
Z | MEDICAL EQUIPMENT AND RELATED ACCESSORIES, SOFTWARE AND CONSUMABLES | Z12020510 | VIDEO GASTRODUODENOSCOPES | 5 | YES
Z | MEDICAL EQUIPMENT AND RELATED ACCESSORIES, SOFTWARE AND CONSUMABLES | Z12020511 | VIDEO GASTROSCOPES | 5 | YES
Z | MEDICAL EQUIPMENT AND RELATED ACCESSORIES, SOFTWARE AND CONSUMABLES | Z12020580 | UPPER GASTROINTESTINAL TRACT ENDOSCOPY INSTRUMENTS - HARDWARE ACCESSORIES | 5 | YES
Z | MEDICAL EQUIPMENT AND RELATED ACCESSORIES, SOFTWARE AND CONSUMABLES | Z12020582 | UPPER GASTROINTESTINAL TRACT ENDOSCOPY INSTRUMENTS - SOFTWARE ACCESSORIES | 5 | YES
Z | MEDICAL EQUIPMENT AND RELATED ACCESSORIES, SOFTWARE AND CONSUMABLES | Z12020585 | UPPER GASTROINTESTINAL TRACT ENDOSCOPY INSTRUMENTS - CONSUMABLES | 5 | YES
Z | MEDICAL EQUIPMENT AND RELATED ACCESSORIES, SOFTWARE AND CONSUMABLES | Z12020592 | UPPER GASTROINTESTINAL TRACT ENDOSCOPY INSTRUMENTS - MEDICAL DEVICE SOFTWARE | 5 | YES
Z | MEDICAL EQUIPMENT AND RELATED ACCESSORIES, SOFTWARE AND CONSUMABLES | Z12020599 | UPPER GASTROINTESTINAL TRACT ENDOSCOPY INSTRUMENTS - OTHER | 5 | YES
Z | MEDICAL EQUIPMENT AND RELATED ACCESSORIES, SOFTWARE AND CONSUMABLES | Z120206 | LOWER GASTROINTESTINAL TRACT ENDOSCOPY INSTRUMENTS | 4 | NO
Z | MEDICAL EQUIPMENT AND RELATED ACCESSORIES, SOFTWARE AND CONSUMABLES | Z12020601 | COLONOSCOPES | 5 | YES
Z | MEDICAL EQUIPMENT AND RELATED ACCESSORIES, SOFTWARE AND CONSUMABLES | Z12020602 | SIGMOIDOSCOPES | 5 | YES
Z | MEDICAL EQUIPMENT AND RELATED ACCESSORIES, SOFTWARE AND CONSUMABLES | Z12020603 | PROCTOSCOPES | 5 | YES
Z | MEDICAL EQUIPMENT AND RELATED ACCESSORIES, SOFTWARE AND CONSUMABLES | Z12020604 | ULTRASONIC PROCTOSCOPES | 5 | YES
Z | MEDICAL EQUIPMENT AND RELATED ACCESSORIES, SOFTWARE AND CONSUMABLES | Z12020605 | RECTOSCOPES | 5 | YES
Z | MEDICAL EQUIPMENT AND RELATED ACCESSORIES, SOFTWARE AND CONSUMABLES | Z12020606 | VIDEO COLONOSCOPES | 5 | YES
Z | MEDICAL EQUIPMENT AND RELATED ACCESSORIES, SOFTWARE AND CONSUMABLES | Z12020607 | VIDEO ENTEROSCOPES | 5 | YES
Z | MEDICAL EQUIPMENT AND RELATED ACCESSORIES, SOFTWARE AND CONSUMABLES | Z12020608 | VIDEO SIGMOIDOSCOPES | 5 | YES
Z | MEDICAL EQUIPMENT AND RELATED ACCESSORIES, SOFTWARE AND CONSUMABLES | Z12020680 | LOWER GASTROINTESTINAL TRACT ENDOSCOPY INSTRUMENTS - HARDWARE ACCESSORIES | 5 | YES
Z | MEDICAL EQUIPMENT AND RELATED ACCESSORIES, SOFTWARE AND CONSUMABLES | Z12020682 | LOWER GASTROINTESTINAL TRACT ENDOSCOPY INSTRUMENTS - SOFTWARE ACCESSORIES | 5 | YES
Z | MEDICAL EQUIPMENT AND RELATED ACCESSORIES, SOFTWARE AND CONSUMABLES | Z12020685 | LOWER GASTROINTESTINAL TRACT ENDOSCOPY INSTRUMENTS - CONSUMABLES | 5 | YES
Z | MEDICAL EQUIPMENT AND RELATED ACCESSORIES, SOFTWARE AND CONSUMABLES | Z12020692 | LOWER GASTROINTESTINAL TRACT ENDOSCOPY INSTRUMENTS - MEDICAL DEVICE SOFTWARE | 5 | YES
Z | MEDICAL EQUIPMENT AND RELATED ACCESSORIES, SOFTWARE AND CONSUMABLES | Z12020699 | LOWER GASTROINTESTINAL TRACT ENDOSCOPY INSTRUMENTS - OTHER | 5 | YES
Z | MEDICAL EQUIPMENT AND RELATED ACCESSORIES, SOFTWARE AND CONSUMABLES | Z120207 | GENITOURINARY ENDOSCOPY INSTRUMENTS | 4 | NO
Z | MEDICAL EQUIPMENT AND RELATED ACCESSORIES, SOFTWARE AND CONSUMABLES | Z12020701 | CYSTOSCOPES | 5 | YES
Z | MEDICAL EQUIPMENT AND RELATED ACCESSORIES, SOFTWARE AND CONSUMABLES | Z12020702 | CYSTOURETHROSCOPES | 5 | YES
Z | MEDICAL EQUIPMENT AND RELATED ACCESSORIES, SOFTWARE AND CONSUMABLES | Z12020703 | COLPOSCOPES | 5 | YES
Z | MEDICAL EQUIPMENT AND RELATED ACCESSORIES, SOFTWARE AND CONSUMABLES | Z12020704 | HYSTEROSCOPES | 5 | YES
Z | MEDICAL EQUIPMENT AND RELATED ACCESSORIES, SOFTWARE AND CONSUMABLES | Z12020705 | NEPHROSCOPES | 5 | YES
Z | MEDICAL EQUIPMENT AND RELATED ACCESSORIES, SOFTWARE AND CONSUMABLES | Z12020706 | PELVISCOPES | 5 | YES
Z | MEDICAL EQUIPMENT AND RELATED ACCESSORIES, SOFTWARE AND CONSUMABLES | Z12020707 | RESECTOSCOPES | 5 | YES
Z | MEDICAL EQUIPMENT AND RELATED ACCESSORIES, SOFTWARE AND CONSUMABLES | Z12020708 | VIDEO COLPOSCOPY INSTRUMENTS | 5 | NO
Z | MEDICAL EQUIPMENT AND RELATED ACCESSORIES, SOFTWARE AND CONSUMABLES | Z1202070801 | VIDEO COLPOSCOPY SYSTEMS | 6 | YES
Z | MEDICAL EQUIPMENT AND RELATED ACCESSORIES, SOFTWARE AND CONSUMABLES | Z1202070880 | VIDEO COLPOSCOPY INSTRUMENTS - HARDWARE ACCESSORIES | 6 | YES
Z | MEDICAL EQUIPMENT AND RELATED ACCESSORIES, SOFTWARE AND CONSUMABLES | Z1202070882 | VIDEO COLPOSCOPY INSTRUMENTS - SOFTWARE ACCESSORIES | 6 | YES
Z | MEDICAL EQUIPMENT AND RELATED ACCESSORIES, SOFTWARE AND CONSUMABLES | Z1202070885 | VIDEO COLPOSCOPY INSTRUMENTS - CONSUMABLES | 6 | YES
Z | MEDICAL EQUIPMENT AND RELATED ACCESSORIES, SOFTWARE AND CONSUMABLES | Z1202070892 | VIDEO COLPOSCOPY INSTRUMENTS - MEDICAL DEVICE SOFTWARE | 6 | YES
Z | MEDICAL EQUIPMENT AND RELATED ACCESSORIES, SOFTWARE AND CONSUMABLES | Z12020709 | UTEROSCOPES | 5 | YES
Z | MEDICAL EQUIPMENT AND RELATED ACCESSORIES, SOFTWARE AND CONSUMABLES | Z12020710 | VAGINOSCOPES | 5 | YES
Z | MEDICAL EQUIPMENT AND RELATED ACCESSORIES, SOFTWARE AND CONSUMABLES | Z12020711 | VIDEO CYSTOURETHROSCOPES | 5 | YES
Z | MEDICAL EQUIPMENT AND RELATED ACCESSORIES, SOFTWARE AND CONSUMABLES | Z12020712 | VIDEO HYSTEROSCOPES | 5 | YES
Z | MEDICAL EQUIPMENT AND RELATED ACCESSORIES, SOFTWARE AND CONSUMABLES | Z12020713 | URETERORENOSCOPES | 5 | YES
Z | MEDICAL EQUIPMENT AND RELATED ACCESSORIES, SOFTWARE AND CONSUMABLES | Z12020780 | GENITOURINARY ENDOSCOPY INSTRUMENTS - HARDWARE ACCESSORIES | 5 | YES
Z | MEDICAL EQUIPMENT AND RELATED ACCESSORIES, SOFTWARE AND CONSUMABLES | Z12020782 | GENITOURINARY ENDOSCOPY INSTRUMENTS - SOFTWARE ACCESSORIES | 5 | YES
Z | MEDICAL EQUIPMENT AND RELATED ACCESSORIES, SOFTWARE AND CONSUMABLES | Z12020785 | GENITOURINARY ENDOSCOPY INSTRUMENTS - CONSUMABLES | 5 | YES
Z | MEDICAL EQUIPMENT AND RELATED ACCESSORIES, SOFTWARE AND CONSUMABLES | Z12020792 | GENITOURINARY ENDOSCOPY INSTRUMENTS - MEDICAL DEVICE SOFTWARE | 5 | YES
Z | MEDICAL EQUIPMENT AND RELATED ACCESSORIES, SOFTWARE AND CONSUMABLES | Z12020799 | GENITOURINARY ENDOSCOPY INSTRUMENTS – OTHER | 5 | YES
Z | MEDICAL EQUIPMENT AND RELATED ACCESSORIES, SOFTWARE AND CONSUMABLES | Z120208 | PULMONARY ENDOSCOPIC INSTRUMENTS | 4 | NO
Z | MEDICAL EQUIPMENT AND RELATED ACCESSORIES, SOFTWARE AND CONSUMABLES | Z12020801 | BRONCHOSCOPES | 5 | YES
Z | MEDICAL EQUIPMENT AND RELATED ACCESSORIES, SOFTWARE AND CONSUMABLES | Z12020802 | VIDEO BRONCHOSCOPES | 5 | YES
Z | MEDICAL EQUIPMENT AND RELATED ACCESSORIES, SOFTWARE AND CONSUMABLES | Z12020880 | PULMONARY ENDOSCOPIC INSTRUMENTS - HARDWARE ACCESSORIES | 5 | YES
Z | MEDICAL EQUIPMENT AND RELATED ACCESSORIES, SOFTWARE AND CONSUMABLES | Z12020882 | PULMONARY ENDOSCOPIC INSTRUMENTS - SOFTWARE ACCESSORIES | 5 | YES
Z | MEDICAL EQUIPMENT AND RELATED ACCESSORIES, SOFTWARE AND CONSUMABLES | Z12020885 | PULMONARY ENDOSCOPIC INSTRUMENTS - CONSUMABLES | 5 | YES
Z | MEDICAL EQUIPMENT AND RELATED ACCESSORIES, SOFTWARE AND CONSUMABLES | Z12020892 | PULMONARY ENDOSCOPIC INSTRUMENTS - MEDICAL DEVICE SOFTWARE | 5 | YES
Z | MEDICAL EQUIPMENT AND RELATED ACCESSORIES, SOFTWARE AND CONSUMABLES | Z12020899 | PULMONARY ENDOSCOPIC INSTRUMENTS - OTHER | 5 | YES
Z | MEDICAL EQUIPMENT AND RELATED ACCESSORIES, SOFTWARE AND CONSUMABLES | Z120209 | NEUROENDOSCOPY INSTRUMENTS | 4 | NO
Z | MEDICAL EQUIPMENT AND RELATED ACCESSORIES, SOFTWARE AND CONSUMABLES | Z12020901 | ENCEPHALOSCOPES | 5 | YES
Z | MEDICAL EQUIPMENT AND RELATED ACCESSORIES, SOFTWARE AND CONSUMABLES | Z12020902 | NEUROSCOPES | 5 | YES
Z | MEDICAL EQUIPMENT AND RELATED ACCESSORIES, SOFTWARE AND CONSUMABLES | Z12020903 | SPINOSCOPES | 5 | YES
Z | MEDICAL EQUIPMENT AND RELATED ACCESSORIES, SOFTWARE AND CONSUMABLES | Z12020980 | NEUROENDOSCOPY INSTRUMENTS - HARDWARE ACCESSORIES | 5 | YES
Z | MEDICAL EQUIPMENT AND RELATED ACCESSORIES, SOFTWARE AND CONSUMABLES | Z12020982 | NEUROENDOSCOPY INSTRUMENTS - SOFTWARE ACCESSORIES | 5 | YES
Z | MEDICAL EQUIPMENT AND RELATED ACCESSORIES, SOFTWARE AND CONSUMABLES | Z12020985 | NEUROENDOSCOPY INSTRUMENTS - CONSUMABLES | 5 | YES
Z | MEDICAL EQUIPMENT AND RELATED ACCESSORIES, SOFTWARE AND CONSUMABLES | Z12020992 | NEUROENDOSCOPY INSTRUMENTS - MEDICAL DEVICE SOFTWARE | 5 | YES
Z | MEDICAL EQUIPMENT AND RELATED ACCESSORIES, SOFTWARE AND CONSUMABLES | Z12020999 | NEUROENDOSCOPY INSTRUMENTS - OTHER | 5 | YES
Z | MEDICAL EQUIPMENT AND RELATED ACCESSORIES, SOFTWARE AND CONSUMABLES | Z120210 | ENT ENDOSCOPY INSTRUMENTS | 4 | NO
Z | MEDICAL EQUIPMENT AND RELATED ACCESSORIES, SOFTWARE AND CONSUMABLES | Z12021001 | PHARYNGOSCOPES | 5 | YES
Z | MEDICAL EQUIPMENT AND RELATED ACCESSORIES, SOFTWARE AND CONSUMABLES | Z12021002 | VIDEO PHARYNGOSCOPES | 5 | YES
Z | MEDICAL EQUIPMENT AND RELATED ACCESSORIES, SOFTWARE AND CONSUMABLES | Z12021003 | LARYNGOSCOPES | 5 | YES
Z | MEDICAL EQUIPMENT AND RELATED ACCESSORIES, SOFTWARE AND CONSUMABLES | Z12021004 | VIDEO LARYNGOSCOPES | 5 | YES
Z | MEDICAL EQUIPMENT AND RELATED ACCESSORIES, SOFTWARE AND CONSUMABLES | Z12021005 | NASAL PHARYNGO/LARYNGOSCOPES | 5 | YES
Z | MEDICAL EQUIPMENT AND RELATED ACCESSORIES, SOFTWARE AND CONSUMABLES | Z12021006 | VIDEO NASOPHARYNGO/LARYNGOSCOPES | 5 | YES
Z | MEDICAL EQUIPMENT AND RELATED ACCESSORIES, SOFTWARE AND CONSUMABLES | Z12021007 | MIDDLE EAR OTOSCOPES | 5 | YES
Z | MEDICAL EQUIPMENT AND RELATED ACCESSORIES, SOFTWARE AND CONSUMABLES | Z12021008 | RHINOSCOPES | 5 | YES
Z | MEDICAL EQUIPMENT AND RELATED ACCESSORIES, SOFTWARE AND CONSUMABLES | Z12021009 | DIRECT OUTPATIENT VIDEO-OTOSCOPES | 5 | YES
Z | MEDICAL EQUIPMENT AND RELATED ACCESSORIES, SOFTWARE AND CONSUMABLES | Z12021010 | LARYNGOSTROBOSCOPES | 5 | YES
Z | MEDICAL EQUIPMENT AND RELATED ACCESSORIES, SOFTWARE AND CONSUMABLES | Z12021011 | MOTORISED RHINOSCOPY SURGERY INSTRUMENTS | 5 | NO
Z | MEDICAL EQUIPMENT AND RELATED ACCESSORIES, SOFTWARE AND CONSUMABLES | Z1202101101 | MOTORISED RHINOSCOPY SURGERY SYSTEMS | 6 | YES
Z | MEDICAL EQUIPMENT AND RELATED ACCESSORIES, SOFTWARE AND CONSUMABLES | Z1202101180 | MOTORISED RHINOSCOPY SURGERY INSTRUMENTS - HARDWARE ACCESSORIES | 6 | YES
Z | MEDICAL EQUIPMENT AND RELATED ACCESSORIES, SOFTWARE AND CONSUMABLES | Z1202101182 | MOTORISED RHINOSCOPY SURGERY INSTRUMENTS - SOFTWARE ACCESSORIES | 6 | YES
Z | MEDICAL EQUIPMENT AND RELATED ACCESSORIES, SOFTWARE AND CONSUMABLES | Z1202101185 | MOTORISED RHINOSCOPY SURGERY INSTRUMENTS - CONSUMABLES | 6 | YES
Z | MEDICAL EQUIPMENT AND RELATED ACCESSORIES, SOFTWARE AND CONSUMABLES | Z1202101192 | MOTORISED RHINOSCOPY SURGERY INSTRUMENTS - MEDICAL DEVICE SOFTWARE | 6 | YES
Z | MEDICAL EQUIPMENT AND RELATED ACCESSORIES, SOFTWARE AND CONSUMABLES | Z12021080 | ENT ENDOSCOPY INSTRUMENTS - HARDWARE ACCESSORIES | 5 | YES
Z | MEDICAL EQUIPMENT AND RELATED ACCESSORIES, SOFTWARE AND CONSUMABLES | Z12021082 | ENT ENDOSCOPY INSTRUMENTS - SOFTWARE ACCESSORIES | 5 | YES
Z | MEDICAL EQUIPMENT AND RELATED ACCESSORIES, SOFTWARE AND CONSUMABLES | Z12021085 | ENT ENDOSCOPY INSTRUMENTS - CONSUMABLES | 5 | YES
Z | MEDICAL EQUIPMENT AND RELATED ACCESSORIES, SOFTWARE AND CONSUMABLES | Z12021092 | ENT ENDOSCOPY INSTRUMENTS - MEDICAL DEVICE SOFTWARE | 5 | YES
Z | MEDICAL EQUIPMENT AND RELATED ACCESSORIES, SOFTWARE AND CONSUMABLES | Z12021099 | ENT ENDOSCOPY INSTRUMENTS - OTHER | 5 | YES
Z | MEDICAL EQUIPMENT AND RELATED ACCESSORIES, SOFTWARE AND CONSUMABLES | Z120211 | ORTHOPAEDIC ENDOSCOPY INSTRUMENTS | 4 | NO
Z | MEDICAL EQUIPMENT AND RELATED ACCESSORIES, SOFTWARE AND CONSUMABLES | Z12021101 | ARTHROSCOPES | 5 | YES
Z | MEDICAL EQUIPMENT AND RELATED ACCESSORIES, SOFTWARE AND CONSUMABLES | Z12021102 | MOTORISED ARTHROSCOPIC SURGERY INSTRUMENTS | 5 | NO
Z | MEDICAL EQUIPMENT AND RELATED ACCESSORIES, SOFTWARE AND CONSUMABLES | Z1202110201 | MOTORISED ARTHROSCOPIC SURGERY SYSTEMS | 6 | YES
Z | MEDICAL EQUIPMENT AND RELATED ACCESSORIES, SOFTWARE AND CONSUMABLES | Z1202110280 | MOTORISED ARTHROSCOPIC SURGERY INSTRUMENTS - HARDWARE ACCESSORIES | 6 | YES
Z | MEDICAL EQUIPMENT AND RELATED ACCESSORIES, SOFTWARE AND CONSUMABLES | Z1202110282 | MOTORISED ARTHROSCOPIC SURGERY INSTRUMENTS - SOFTWARE ACCESSORIES | 6 | YES
Z | MEDICAL EQUIPMENT AND RELATED ACCESSORIES, SOFTWARE AND CONSUMABLES | Z1202110285 | MOTORISED ARTHROSCOPIC SURGERY INSTRUMENTS - CONSUMABLES | 6 | YES
Z | MEDICAL EQUIPMENT AND RELATED ACCESSORIES, SOFTWARE AND CONSUMABLES | Z1202110292 | MOTORISED ARTHROSCOPIC SURGERY INSTRUMENTS - MEDICAL DEVICE SOFTWARE | 6 | YES
Z | MEDICAL EQUIPMENT AND RELATED ACCESSORIES, SOFTWARE AND CONSUMABLES | Z12021180 | ORTHOPAEDIC ENDOSCOPY INSTRUMENTS - HARDWARE ACCESSORIES | 5 | YES
Z | MEDICAL EQUIPMENT AND RELATED ACCESSORIES, SOFTWARE AND CONSUMABLES | Z12021182 | ORTHOPAEDIC ENDOSCOPY INSTRUMENTS - SOFTWARE ACCESSORIES | 5 | YES
Z | MEDICAL EQUIPMENT AND RELATED ACCESSORIES, SOFTWARE AND CONSUMABLES | Z12021185 | ORTHOPAEDIC ENDOSCOPY INSTRUMENTS - CONSUMABLES | 5 | YES
Z | MEDICAL EQUIPMENT AND RELATED ACCESSORIES, SOFTWARE AND CONSUMABLES | Z12021192 | ORTHOPAEDIC ENDOSCOPY INSTRUMENTS - MEDICAL DEVICE SOFTWARE | 5 | YES
Z | MEDICAL EQUIPMENT AND RELATED ACCESSORIES, SOFTWARE AND CONSUMABLES | Z12021199 | ORTHOPAEDIC ENDOSCOPY INSTRUMENTS - OTHER | 5 | YES
Z | MEDICAL EQUIPMENT AND RELATED ACCESSORIES, SOFTWARE AND CONSUMABLES | Z120212 | ENDOSCOPIC CAPSULES INSTRUMENTS | 4 | NO
Z | MEDICAL EQUIPMENT AND RELATED ACCESSORIES, SOFTWARE AND CONSUMABLES | Z12021201 | ENDOSCOPIC CAPSULES | 5 | YES
Z | MEDICAL EQUIPMENT AND RELATED ACCESSORIES, SOFTWARE AND CONSUMABLES | Z12021202 | ENDOSCOPIC CAPSULE SIGNAL RECEIVERS | 5 | YES
Z | MEDICAL EQUIPMENT AND RELATED ACCESSORIES, SOFTWARE AND CONSUMABLES | Z12021280 | ENDOSCOPIC CAPSULE SIGNAL RECEIVERS - HARDWARE ACCESSORIES | 5 | YES
Z | MEDICAL EQUIPMENT AND RELATED ACCESSORIES, SOFTWARE AND CONSUMABLES | Z12021282 | ENDOSCOPIC CAPSULE SIGNAL RECEIVERS - SOFTWARE ACCESSORIES | 5 | YES
Z | MEDICAL EQUIPMENT AND RELATED ACCESSORIES, SOFTWARE AND CONSUMABLES | Z12021285 | ENDOSCOPIC CAPSULE SIGNAL RECEIVERS - CONSUMABLES | 5 | YES
Z | MEDICAL EQUIPMENT AND RELATED ACCESSORIES, SOFTWARE AND CONSUMABLES | Z12021292 | ENDOSCOPIC CAPSULE SIGNAL RECEIVERS - MEDICAL DEVICE SOFTWARE | 5 | YES
Z | MEDICAL EQUIPMENT AND RELATED ACCESSORIES, SOFTWARE AND CONSUMABLES | Z120290 | VARIOUS INSTRUMENTS FOR ENDOSCOPY AND MINI-INVASIVE SURGERY | 4 | NO
Z | MEDICAL EQUIPMENT AND RELATED ACCESSORIES, SOFTWARE AND CONSUMABLES | Z12029001 | AMNIOSCOPES | 5 | YES
Z | MEDICAL EQUIPMENT AND RELATED ACCESSORIES, SOFTWARE AND CONSUMABLES | Z12029002 | ANGIOSCOPES | 5 | YES
Z | MEDICAL EQUIPMENT AND RELATED ACCESSORIES, SOFTWARE AND CONSUMABLES | Z12029003 | ENDOSCOPE TRANSPORT CARTS | 5 | YES
Z | MEDICAL EQUIPMENT AND RELATED ACCESSORIES, SOFTWARE AND CONSUMABLES | Z12029004 | LACRIMAL DUCT ENDOSCOPES | 5 | YES
Z | MEDICAL EQUIPMENT AND RELATED ACCESSORIES, SOFTWARE AND CONSUMABLES | Z12029005 | MAMMARY DUCT ENDOSCOPES | 5 | YES
Z | MEDICAL EQUIPMENT AND RELATED ACCESSORIES, SOFTWARE AND CONSUMABLES | Z12029006 | FIBROSCOPES FOR INTUBATION | 5 | YES
Z | MEDICAL EQUIPMENT AND RELATED ACCESSORIES, SOFTWARE AND CONSUMABLES | Z12029007 | INFRA–RED SURGICAL ILLUMINATORS | 5 | YES
Z | MEDICAL EQUIPMENT AND RELATED ACCESSORIES, SOFTWARE AND CONSUMABLES | Z12029008 | GAS INFLATORS | 5 | YES
Z | MEDICAL EQUIPMENT AND RELATED ACCESSORIES, SOFTWARE AND CONSUMABLES | Z12029009 | LAPAROSCOPES | 5 | YES
Z | MEDICAL EQUIPMENT AND RELATED ACCESSORIES, SOFTWARE AND CONSUMABLES | Z12029011 | OPTICAL HEATERS | 5 | YES
Z | MEDICAL EQUIPMENT AND RELATED ACCESSORIES, SOFTWARE AND CONSUMABLES | Z12029012 | ENDOSCOPIC PHLEBOTOMY SYSTEMS WITH TRANSILLUMINATION | 5 | YES
Z | MEDICAL EQUIPMENT AND RELATED ACCESSORIES, SOFTWARE AND CONSUMABLES | Z12029014 | GAS PRE–HEATING UNITS | 5 | YES
Z | MEDICAL EQUIPMENT AND RELATED ACCESSORIES, SOFTWARE AND CONSUMABLES | Z12029015 | LENS CLEANING UNITS | 5 | YES
Z | MEDICAL EQUIPMENT AND RELATED ACCESSORIES, SOFTWARE AND CONSUMABLES | Z12029016 | VIDEO LAPAROSCOPES | 5 | YES
Z | MEDICAL EQUIPMENT AND RELATED ACCESSORIES, SOFTWARE AND CONSUMABLES | Z12029017 | THORACOSCOPES | 5 | YES
Z | MEDICAL EQUIPMENT AND RELATED ACCESSORIES, SOFTWARE AND CONSUMABLES | Z12029080 | VARIOUS INSTRUMENTS FOR ENDOSCOPY AND MINI-INVASIVE SURGERY - HARDWARE ACCESSORIES | 5 | YES
Z | MEDICAL EQUIPMENT AND RELATED ACCESSORIES, SOFTWARE AND CONSUMABLES | Z12029082 | VARIOUS INSTRUMENTS FOR ENDOSCOPY AND MINI-INVASIVE SURGERY - SOFTWARE ACCESSORIES | 5 | YES
Z | MEDICAL EQUIPMENT AND RELATED ACCESSORIES, SOFTWARE AND CONSUMABLES | Z12029085 | VARIOUS INSTRUMENTS FOR ENDOSCOPY AND MINI-INVASIVE SURGERY - CONSUMABLES | 5 | YES
Z | MEDICAL EQUIPMENT AND RELATED ACCESSORIES, SOFTWARE AND CONSUMABLES | Z12029092 | VARIOUS INSTRUMENTS FOR ENDOSCOPY AND MINI-INVASIVE SURGERY - MEDICAL DEVICE SOFTWARE | 5 | YES
Z | MEDICAL EQUIPMENT AND RELATED ACCESSORIES, SOFTWARE AND CONSUMABLES | Z12029099 | VARIOUS INSTRUMENTS FOR ENDOSCOPY AND MINI–INVASIVE SURGERY – OTHER | 5 | YES
Z | MEDICAL EQUIPMENT AND RELATED ACCESSORIES, SOFTWARE AND CONSUMABLES | Z1203 | INSTRUMENTS TO SUPPORT AND MONITOR VITAL SIGNS | 3 | NO
Z | MEDICAL EQUIPMENT AND RELATED ACCESSORIES, SOFTWARE AND CONSUMABLES | Z120301 | ANAESTHESIA AND PULMONARY VENTILATION SUPPORT INSTRUMENTS | 4 | NO
Z | MEDICAL EQUIPMENT AND RELATED ACCESSORIES, SOFTWARE AND CONSUMABLES | Z12030101 | ANAESTHESIA SYSTEMS | 5 | NO
Z | MEDICAL EQUIPMENT AND RELATED ACCESSORIES, SOFTWARE AND CONSUMABLES | Z1203010101 | ANAESTHESIA DEVICES | 6 | YES
Z | MEDICAL EQUIPMENT AND RELATED ACCESSORIES, SOFTWARE AND CONSUMABLES | Z1203010180 | ANAESTHESIA SYSTEMS - HARDWARE ACCESSORIES | 6 | YES
Z | MEDICAL EQUIPMENT AND RELATED ACCESSORIES, SOFTWARE AND CONSUMABLES | Z1203010182 | ANAESTHESIA SYSTEMS - SOFTWARE ACCESSORIES | 6 | YES
Z | MEDICAL EQUIPMENT AND RELATED ACCESSORIES, SOFTWARE AND CONSUMABLES | Z1203010185 | ANAESTHESIA SYSTEMS - CONSUMABLES | 6 | YES
Z | MEDICAL EQUIPMENT AND RELATED ACCESSORIES, SOFTWARE AND CONSUMABLES | Z1203010192 | ANAESTHESIA SYSTEMS - MEDICAL DEVICE SOFTWARE | 6 | YES
Z | MEDICAL EQUIPMENT AND RELATED ACCESSORIES, SOFTWARE AND CONSUMABLES | Z1203010199 | ANAESTHESIA SYSTEMS - OTHER | 6 | YES
Z | MEDICAL EQUIPMENT AND RELATED ACCESSORIES, SOFTWARE AND CONSUMABLES | Z12030102 | CONTINUOUS POSITIVE PRESSURE EQUIPMENT | 5 | YES
Z | MEDICAL EQUIPMENT AND RELATED ACCESSORIES, SOFTWARE AND CONSUMABLES | Z12030103 | PULMONARY VENTILATORS FOR NON–HOSPITAL USE | 5 | YES
Z | MEDICAL EQUIPMENT AND RELATED ACCESSORIES, SOFTWARE AND CONSUMABLES | Z12030104 | PORTABLE PULMONARY VENTILATORS | 5 | YES
Z | MEDICAL EQUIPMENT AND RELATED ACCESSORIES, SOFTWARE AND CONSUMABLES | Z12030105 | PULMONARY VENTILATORS FOR HOSPITAL USE | 5 | NO
Z | MEDICAL EQUIPMENT AND RELATED ACCESSORIES, SOFTWARE AND CONSUMABLES | Z1203010501 | HIGH–FREQUENCY PULMONARY VENTILATORS | 6 | YES
Z | MEDICAL EQUIPMENT AND RELATED ACCESSORIES, SOFTWARE AND CONSUMABLES | Z1203010502 | ADULT PULMONARY VENTILATORS | 6 | YES
Z | MEDICAL EQUIPMENT AND RELATED ACCESSORIES, SOFTWARE AND CONSUMABLES | Z1203010503 | NEONATAL/PAEDIATRIC PULMONARY VENTILATORS | 6 | YES
Z | MEDICAL EQUIPMENT AND RELATED ACCESSORIES, SOFTWARE AND CONSUMABLES | Z1203010504 | ADULT AND PAEDIATRIC/NEONATAL PULMONARY VENTILATORS | 6 | YES
Z | MEDICAL EQUIPMENT AND RELATED ACCESSORIES, SOFTWARE AND CONSUMABLES | Z1203010580 | PULMONARY VENTILATORS FOR HOSPITAL USE - HARDWARE ACCESSORIES | 6 | YES
Z | MEDICAL EQUIPMENT AND RELATED ACCESSORIES, SOFTWARE AND CONSUMABLES | Z1203010582 | PULMONARY VENTILATORS FOR HOSPITAL USE - SOFTWARE ACCESSORIES | 6 | YES
Z | MEDICAL EQUIPMENT AND RELATED ACCESSORIES, SOFTWARE AND CONSUMABLES | Z1203010585 | PULMONARY VENTILATORS FOR HOSPITAL USE - CONSUMABLES | 6 | YES
Z | MEDICAL EQUIPMENT AND RELATED ACCESSORIES, SOFTWARE AND CONSUMABLES | Z1203010592 | PULMONARY VENTILATORS FOR HOSPITAL USE - MEDICAL DEVICE SOFTWARE | 6 | YES
Z | MEDICAL EQUIPMENT AND RELATED ACCESSORIES, SOFTWARE AND CONSUMABLES | Z1203010599 | PULMONARY VENTILATORS FOR HOSPITAL USE - OTHER | 6 | YES
Z | MEDICAL EQUIPMENT AND RELATED ACCESSORIES, SOFTWARE AND CONSUMABLES | Z12030190 | VARIOUS INSTRUMENTS FOR ANAESTHESIA AND PULMONARY VENTILATION SUPPORT | 5 | NO
Z | MEDICAL EQUIPMENT AND RELATED ACCESSORIES, SOFTWARE AND CONSUMABLES | Z1203019001 | NEUROMUSCULAR RELAXATION MONITORING EQUIPMENT | 6 | YES
Z | MEDICAL EQUIPMENT AND RELATED ACCESSORIES, SOFTWARE AND CONSUMABLES | Z1203019002 | NITRIC OXIDE DISPENSERS | 6 | YES
Z | MEDICAL EQUIPMENT AND RELATED ACCESSORIES, SOFTWARE AND CONSUMABLES | Z1203019003 | VENTILATION MONITORS | 6 | YES
Z | MEDICAL EQUIPMENT AND RELATED ACCESSORIES, SOFTWARE AND CONSUMABLES | Z1203019004 | IRON LUNGS | 6 | YES
Z | MEDICAL EQUIPMENT AND RELATED ACCESSORIES, SOFTWARE AND CONSUMABLES | Z1203019005 | OXYGEN THERAPY TENTS | 6 | YES
Z | MEDICAL EQUIPMENT AND RELATED ACCESSORIES, SOFTWARE AND CONSUMABLES | Z1203019080 | VARIOUS INSTRUMENTS FOR ANAESTHESIA AND PULMONARY VENTILATION SUPPORT - HARDWARE ACCESSORIES | 6 | YES
Z | MEDICAL EQUIPMENT AND RELATED ACCESSORIES, SOFTWARE AND CONSUMABLES | Z1203019082 | VARIOUS INSTRUMENTS FOR ANAESTHESIA AND PULMONARY VENTILATION SUPPORT - SOFTWARE ACCESSORIES | 6 | YES
Z | MEDICAL EQUIPMENT AND RELATED ACCESSORIES, SOFTWARE AND CONSUMABLES | Z1203019085 | VARIOUS INSTRUMENTS FOR ANAESTHESIA AND PULMONARY VENTILATION SUPPORT - CONSUMABLES | 6 | YES
Z | MEDICAL EQUIPMENT AND RELATED ACCESSORIES, SOFTWARE AND CONSUMABLES | Z1203019092 | VARIOUS INSTRUMENTS FOR ANAESTHESIA AND PULMONARY VENTILATION SUPPORT - MEDICAL DEVICE SOFTWARE | 6 | YES
Z | MEDICAL EQUIPMENT AND RELATED ACCESSORIES, SOFTWARE AND CONSUMABLES | Z1203019099 | VARIOUS INSTRUMENTS FOR ANAESTHESIA AND PULMONARY VENTILATION SUPPORT – OTHER | 6 | YES
Z | MEDICAL EQUIPMENT AND RELATED ACCESSORIES, SOFTWARE AND CONSUMABLES | Z120302 | VITAL SIGNS MONITORING INSTRUMENTS | 4 | NO
Z | MEDICAL EQUIPMENT AND RELATED ACCESSORIES, SOFTWARE AND CONSUMABLES | Z12030201 | CENTRAL INFORMATION COMPUTING SYSTEMS | 5 | YES
Z | MEDICAL EQUIPMENT AND RELATED ACCESSORIES, SOFTWARE AND CONSUMABLES | Z12030202 | MULTI–PARAMETER PATIENT MONITORS | 5 | NO
Z | MEDICAL EQUIPMENT AND RELATED ACCESSORIES, SOFTWARE AND CONSUMABLES | Z1203020201 | MULTI–PARAMETER PATIENT BEDSIDE MONITORS | 6 | YES
Z | MEDICAL EQUIPMENT AND RELATED ACCESSORIES, SOFTWARE AND CONSUMABLES | Z1203020202 | TRANSPORTABLE/PORTABLE MULTI–PARAMETER PATIENT MONITORS | 6 | YES
Z | MEDICAL EQUIPMENT AND RELATED ACCESSORIES, SOFTWARE AND CONSUMABLES | Z1203020280 | MULTI-PARAMETER MONITORS - HARDWARE ACCESSORIES | 6 | YES
Z | MEDICAL EQUIPMENT AND RELATED ACCESSORIES, SOFTWARE AND CONSUMABLES | Z1203020282 | MULTI-PARAMETER MONITORS - SOFTWARE ACCESSORIES | 6 | YES
Z | MEDICAL EQUIPMENT AND RELATED ACCESSORIES, SOFTWARE AND CONSUMABLES | Z1203020285 | MULTI-PARAMETER MONITORS - CONSUMABLES | 6 | YES
Z | MEDICAL EQUIPMENT AND RELATED ACCESSORIES, SOFTWARE AND CONSUMABLES | Z1203020292 | MULTI-PARAMETER MONITORS - MEDICAL DEVICE SOFTWARE | 6 | YES
Z | MEDICAL EQUIPMENT AND RELATED ACCESSORIES, SOFTWARE AND CONSUMABLES | Z1203020299 | MULTI–PARAMETER MONITORS - OTHER | 6 | YES
Z | MEDICAL EQUIPMENT AND RELATED ACCESSORIES, SOFTWARE AND CONSUMABLES | Z12030203 | BLOOD PRESSURE MONITORING INSTRUMENTS | 5 | NO
Z | MEDICAL EQUIPMENT AND RELATED ACCESSORIES, SOFTWARE AND CONSUMABLES | Z1203020301 | INVASIVE BLOOD PRESSURE MONITORING INSTRUMENTS | 6 | YES
Z | MEDICAL EQUIPMENT AND RELATED ACCESSORIES, SOFTWARE AND CONSUMABLES | Z1203020302 | NON–INVASIVE BLOOD PRESSURE MONITORING INSTRUMENTS | 6 | YES
Z | MEDICAL EQUIPMENT AND RELATED ACCESSORIES, SOFTWARE AND CONSUMABLES | Z12030204 | GASEOUS EXCHANGE MONITORING INSTRUMENTS | 5 | NO
Z | MEDICAL EQUIPMENT AND RELATED ACCESSORIES, SOFTWARE AND CONSUMABLES | Z1203020401 | CARBON DIOXIDE ANALYSERS | 6 | YES
Z | MEDICAL EQUIPMENT AND RELATED ACCESSORIES, SOFTWARE AND CONSUMABLES | Z1203020402 | CARBON MONOXIDE ANALYSERS | 6 | YES
Z | MEDICAL EQUIPMENT AND RELATED ACCESSORIES, SOFTWARE AND CONSUMABLES | Z1203020403 | OXYGEN ANALYSERS | 6 | YES
Z | MEDICAL EQUIPMENT AND RELATED ACCESSORIES, SOFTWARE AND CONSUMABLES | Z1203020404 | METABOLISM EQUIPMENT | 6 | YES
Z | MEDICAL EQUIPMENT AND RELATED ACCESSORIES, SOFTWARE AND CONSUMABLES | Z1203020405 | TRANSCUTANEOUS PO2/PCO2 MONITORS | 6 | YES
Z | MEDICAL EQUIPMENT AND RELATED ACCESSORIES, SOFTWARE AND CONSUMABLES | Z1203020406 | CEREBRAL OXIMETERS | 6 | YES
Z | MEDICAL EQUIPMENT AND RELATED ACCESSORIES, SOFTWARE AND CONSUMABLES | Z1203020407 | SUBCUTANEOUS OXIMETERS | 6 | YES
Z | MEDICAL EQUIPMENT AND RELATED ACCESSORIES, SOFTWARE AND CONSUMABLES | Z1203020408 | PULSE OXIMETERS | 6 | YES
Z | MEDICAL EQUIPMENT AND RELATED ACCESSORIES, SOFTWARE AND CONSUMABLES | Z1203020480 | GASEOUS EXCHANGE MONITORING INSTRUMENTS - HARDWARE ACCESSORIES | 6 | YES
Z | MEDICAL EQUIPMENT AND RELATED ACCESSORIES, SOFTWARE AND CONSUMABLES | Z1203020482 | GASEOUS EXCHANGE MONITORING INSTRUMENTS - SOFTWARE ACCESSORIES | 6 | YES
Z | MEDICAL EQUIPMENT AND RELATED ACCESSORIES, SOFTWARE AND CONSUMABLES | Z1203020485 | GASEOUS EXCHANGE MONITORING INSTRUMENTS - CONSUMABLES | 6 | YES
Z | MEDICAL EQUIPMENT AND RELATED ACCESSORIES, SOFTWARE AND CONSUMABLES | Z1203020492 | GASEOUS EXCHANGE MONITORING INSTRUMENTS - MEDICAL DEVICE SOFTWARE | 6 | YES
Z | MEDICAL EQUIPMENT AND RELATED ACCESSORIES, SOFTWARE AND CONSUMABLES | Z1203020499 | GASEOUS EXCHANGE MONITORING INSTRUMENTS – OTHER | 6 | YES
Z | MEDICAL EQUIPMENT AND RELATED ACCESSORIES, SOFTWARE AND CONSUMABLES | Z12030205 | NON–INVASIVE BLOOD PRESSURE GAUGES | 5 | NO
Z | MEDICAL EQUIPMENT AND RELATED ACCESSORIES, SOFTWARE AND CONSUMABLES | Z1203020501 | NON–INVASIVE OSCILLOMETRIC BLOOD PRESSURE GAUGES | 6 | YES
Z | MEDICAL EQUIPMENT AND RELATED ACCESSORIES, SOFTWARE AND CONSUMABLES | Z1203020599 | NON-INVASIVE BLOOD PRESSURE GAUGES - OTHER | 6 | YES
Z | MEDICAL EQUIPMENT AND RELATED ACCESSORIES, SOFTWARE AND CONSUMABLES | Z12030206 | VITAL SIGNS TELEMETRY INSTRUMENTS (ECG, NIPB, EtCO2, SpO2, RESPIRATION,...) | 5 | NO
Z | MEDICAL EQUIPMENT AND RELATED ACCESSORIES, SOFTWARE AND CONSUMABLES | Z1203020601 | COMPLETE VITAL SIGNS TELEMETRY SYSTEMS | 6 | YES
Z | MEDICAL EQUIPMENT AND RELATED ACCESSORIES, SOFTWARE AND CONSUMABLES | Z1203020602 | VITAL SIGNS TELEMETRY RECEIVERS | 6 | YES
Z | MEDICAL EQUIPMENT AND RELATED ACCESSORIES, SOFTWARE AND CONSUMABLES | Z1203020603 | VITAL SIGNS TELEMETRY TRANSMITTER | 6 | YES
Z | MEDICAL EQUIPMENT AND RELATED ACCESSORIES, SOFTWARE AND CONSUMABLES | Z1203020680 | VITAL SIGNS TELEMETRY INSTRUMENTS - HARDWARE ACCESSORIES | 6 | YES
Z | MEDICAL EQUIPMENT AND RELATED ACCESSORIES, SOFTWARE AND CONSUMABLES | Z1203020682 | VITAL SIGNS TELEMETRY INSTRUMENTS - SOFTWARE ACCESSORIES | 6 | YES
Z | MEDICAL EQUIPMENT AND RELATED ACCESSORIES, SOFTWARE AND CONSUMABLES | Z1203020685 | VITAL SIGNS TELEMETRY INSTRUMENTS - CONSUMABLES | 6 | YES
Z | MEDICAL EQUIPMENT AND RELATED ACCESSORIES, SOFTWARE AND CONSUMABLES | Z1203020692 | VITAL SIGNS TELEMETRY INSTRUMENTS - MEDICAL DEVICE SOFTWARE | 6 | YES
Z | MEDICAL EQUIPMENT AND RELATED ACCESSORIES, SOFTWARE AND CONSUMABLES | Z12030280 | VITAL SIGNS MONITORING INSTRUMENTS - HARDWARE ACCESSORIES | 5 | YES
Z | MEDICAL EQUIPMENT AND RELATED ACCESSORIES, SOFTWARE AND CONSUMABLES | Z12030282 | VITAL SIGNS MONITORING INSTRUMENTS - SOFTWARE ACCESSORIES | 5 | YES
Z | MEDICAL EQUIPMENT AND RELATED ACCESSORIES, SOFTWARE AND CONSUMABLES | Z12030285 | VITAL SIGNS MONITORING INSTRUMENTS - CONSUMABLES | 5 | YES
Z | MEDICAL EQUIPMENT AND RELATED ACCESSORIES, SOFTWARE AND CONSUMABLES | Z12030292 | VITAL SIGNS MONITORING INSTRUMENTS - MEDICAL DEVICE SOFTWARE | 5 | YES
Z | MEDICAL EQUIPMENT AND RELATED ACCESSORIES, SOFTWARE AND CONSUMABLES | Z12030299 | VITAL SIGNS MONITORING INSTRUMENTS - OTHER | 5 | YES
Z | MEDICAL EQUIPMENT AND RELATED ACCESSORIES, SOFTWARE AND CONSUMABLES | Z120303 | INFUSION INSTRUMENTS | 4 | NO
Z | MEDICAL EQUIPMENT AND RELATED ACCESSORIES, SOFTWARE AND CONSUMABLES | Z12030301 | INFUSION PUMPS | 5 | YES
Z | MEDICAL EQUIPMENT AND RELATED ACCESSORIES, SOFTWARE AND CONSUMABLES | Z12030302 | SYRINGE PUMPS | 5 | YES
Z | MEDICAL EQUIPMENT AND RELATED ACCESSORIES, SOFTWARE AND CONSUMABLES | Z12030303 | ENTERAL FEEDING PUMPS | 5 | YES
Z | MEDICAL EQUIPMENT AND RELATED ACCESSORIES, SOFTWARE AND CONSUMABLES | Z12030304 | INFUSION REGULATORS | 5 | YES
Z | MEDICAL EQUIPMENT AND RELATED ACCESSORIES, SOFTWARE AND CONSUMABLES | Z12030305 | INFUSION HEATERS | 5 | YES
Z | MEDICAL EQUIPMENT AND RELATED ACCESSORIES, SOFTWARE AND CONSUMABLES | Z12030306 | INFUSION AND SYRINGE PUMP CONTROL SYSTEMS | 5 | YES
Z | MEDICAL EQUIPMENT AND RELATED ACCESSORIES, SOFTWARE AND CONSUMABLES | Z12030380 | INFUSION INSTRUMENTS - HARDWARE ACCESSORIES | 5 | YES
Z | MEDICAL EQUIPMENT AND RELATED ACCESSORIES, SOFTWARE AND CONSUMABLES | Z12030382 | INFUSION INSTRUMENTS - SOFTWARE ACCESSORIES | 5 | YES
Z | MEDICAL EQUIPMENT AND RELATED ACCESSORIES, SOFTWARE AND CONSUMABLES | Z12030385 | INFUSION INSTRUMENTS - CONSUMABLES | 5 | YES
Z | MEDICAL EQUIPMENT AND RELATED ACCESSORIES, SOFTWARE AND CONSUMABLES | Z12030392 | INFUSION INSTRUMENTS - MEDICAL DEVICE SOFTWARE | 5 | YES
Z | MEDICAL EQUIPMENT AND RELATED ACCESSORIES, SOFTWARE AND CONSUMABLES | Z12030399 | INFUSION INSTRUMENTS - OTHER | 5 | YES
Z | MEDICAL EQUIPMENT AND RELATED ACCESSORIES, SOFTWARE AND CONSUMABLES | Z120304 | CARDIAC COMPRESSORS | 4 | YES
Z | MEDICAL EQUIPMENT AND RELATED ACCESSORIES, SOFTWARE AND CONSUMABLES | Z120305 | DEFIBRILLATORS | 4 | NO
Z | MEDICAL EQUIPMENT AND RELATED ACCESSORIES, SOFTWARE AND CONSUMABLES | Z12030501 | SEMI-AUTOMATIC DEFIBRILLATORS | 5 | YES
Z | MEDICAL EQUIPMENT AND RELATED ACCESSORIES, SOFTWARE AND CONSUMABLES | Z12030502 | MANUAL DEFIBRILLATORS | 5 | YES
Z | MEDICAL EQUIPMENT AND RELATED ACCESSORIES, SOFTWARE AND CONSUMABLES | Z12030503 | AUTOMATIC DEFIBRILLATORS | 5 | YES
Z | MEDICAL EQUIPMENT AND RELATED ACCESSORIES, SOFTWARE AND CONSUMABLES | Z12030580 | DEFIBRILLATORS - HARDWARE ACCESSORIES | 5 | YES
Z | MEDICAL EQUIPMENT AND RELATED ACCESSORIES, SOFTWARE AND CONSUMABLES | Z12030582 | DEFIBRILLATORS - SOFTWARE ACCESSORIES | 5 | YES
Z | MEDICAL EQUIPMENT AND RELATED ACCESSORIES, SOFTWARE AND CONSUMABLES | Z12030585 | DEFIBRILLATORS - CONSUMABLES | 5 | YES
Z | MEDICAL EQUIPMENT AND RELATED ACCESSORIES, SOFTWARE AND CONSUMABLES | Z12030592 | DEFIBRILLATORS - MEDICAL DEVICE SOFTWARE | 5 | YES
Z | MEDICAL EQUIPMENT AND RELATED ACCESSORIES, SOFTWARE AND CONSUMABLES | Z12030599 | DEFIBRILLATORS - OTHER | 5 | YES
Z | MEDICAL EQUIPMENT AND RELATED ACCESSORIES, SOFTWARE AND CONSUMABLES | Z120308 | HYPERBARIC CHAMBERS | 4 | YES
Z | MEDICAL EQUIPMENT AND RELATED ACCESSORIES, SOFTWARE AND CONSUMABLES | Z120309 | MEDICAL/MEDICINAL GAS PIPELINE SYSTEMS AND RELATED ACCESSORIES | 4 | YES
Z | MEDICAL EQUIPMENT AND RELATED ACCESSORIES, SOFTWARE AND CONSUMABLES | Z120390 | VARIOUS INSTRUMENTS TO SUPPORT AND MONITOR VITAL SIGNS | 4 | NO
Z | MEDICAL EQUIPMENT AND RELATED ACCESSORIES, SOFTWARE AND CONSUMABLES | Z12039001 | INTRACRANIAL PRESSURE MEASURING SYSTEMS | 5 | YES
Z | MEDICAL EQUIPMENT AND RELATED ACCESSORIES, SOFTWARE AND CONSUMABLES | Z12039002 | INTRA COMPARTMENTAL PRESSURE MONITOR SYSTEMS | 5 | YES
Z | MEDICAL EQUIPMENT AND RELATED ACCESSORIES, SOFTWARE AND CONSUMABLES | Z12039080 | VARIOUS INSTRUMENTS TO SUPPORT AND MONITOR VITAL SIGNS - HARDWARE ACCESSORIES | 5 | YES
Z | MEDICAL EQUIPMENT AND RELATED ACCESSORIES, SOFTWARE AND CONSUMABLES | Z12039082 | VARIOUS INSTRUMENTS TO SUPPORT AND MONITOR VITAL SIGNS - SOFTWARE ACCESSORIES | 5 | YES
Z | MEDICAL EQUIPMENT AND RELATED ACCESSORIES, SOFTWARE AND CONSUMABLES | Z12039085 | VARIOUS INSTRUMENTS TO SUPPORT AND MONITOR VITAL SIGNS - CONSUMABLES | 5 | YES
Z | MEDICAL EQUIPMENT AND RELATED ACCESSORIES, SOFTWARE AND CONSUMABLES | Z12039092 | VARIOUS INSTRUMENTS TO SUPPORT AND MONITOR VITAL SIGNS - MEDICAL DEVICE SOFTWARE | 5 | YES
Z | MEDICAL EQUIPMENT AND RELATED ACCESSORIES, SOFTWARE AND CONSUMABLES | Z12039099 | VARIOUS INSTRUMENTS TO SUPPORT AND MONITOR VITAL SIGNS – OTHER | 5 | YES
Z | MEDICAL EQUIPMENT AND RELATED ACCESSORIES, SOFTWARE AND CONSUMABLES | Z1204 | GENERAL MEDICINE INSTRUMENTS | 3 | NO
Z | MEDICAL EQUIPMENT AND RELATED ACCESSORIES, SOFTWARE AND CONSUMABLES | Z120401 | GENERAL MEDICINE DIAGNOSIS AND MONITORING INSTRUMENTS | 4 | NO
Z | MEDICAL EQUIPMENT AND RELATED ACCESSORIES, SOFTWARE AND CONSUMABLES | Z12040101 | ALGESIMETERS | 5 | YES
Z | MEDICAL EQUIPMENT AND RELATED ACCESSORIES, SOFTWARE AND CONSUMABLES | Z12040102 | EQUIPMENT FOR ANALYSIS OF THE PHYSIOLOGICAL PARAMETERS OF THE SKIN | 5 | YES
Z | MEDICAL EQUIPMENT AND RELATED ACCESSORIES, SOFTWARE AND CONSUMABLES | Z12040103 | HEPATIC FUNCTIONALITY EQUIPMENT | 5 | YES
Z | MEDICAL EQUIPMENT AND RELATED ACCESSORIES, SOFTWARE AND CONSUMABLES | Z12040104 | EQUIPMENT FOR DIAGNOSIS OF THE BIOELECTRIC FUNCTIONAL STATE | 5 | YES
Z | MEDICAL EQUIPMENT AND RELATED ACCESSORIES, SOFTWARE AND CONSUMABLES | Z12040105 | PERCEPTION THRESHOLD EQUIPMENT | 5 | YES
Z | MEDICAL EQUIPMENT AND RELATED ACCESSORIES, SOFTWARE AND CONSUMABLES | Z12040106 | ELECTROCELLULAR TOMOGRAPHY EQUIPMENT | 5 | YES
Z | MEDICAL EQUIPMENT AND RELATED ACCESSORIES, SOFTWARE AND CONSUMABLES | Z12040107 | CAPILLARISCOPES | 5 | YES
Z | MEDICAL EQUIPMENT AND RELATED ACCESSORIES, SOFTWARE AND CONSUMABLES | Z12040108 | DERMATOSCOPES | 5 | YES
Z | MEDICAL EQUIPMENT AND RELATED ACCESSORIES, SOFTWARE AND CONSUMABLES | Z12040109 | DERMOHYGROMETERS | 5 | YES
Z | MEDICAL EQUIPMENT AND RELATED ACCESSORIES, SOFTWARE AND CONSUMABLES | Z12040110 | ELECTROGUSTOMETERS | 5 | YES
Z | MEDICAL EQUIPMENT AND RELATED ACCESSORIES, SOFTWARE AND CONSUMABLES | Z12040111 | BLOOD FLOW METERS | 5 | YES
Z | MEDICAL EQUIPMENT AND RELATED ACCESSORIES, SOFTWARE AND CONSUMABLES | Z12040112 | ONCOLOGY TISSUE INTERFEROMETERS | 5 | YES
Z | MEDICAL EQUIPMENT AND RELATED ACCESSORIES, SOFTWARE AND CONSUMABLES | Z12040113 | REGIONAL PLETHYSMOGRAPHS | 5 | YES
Z | MEDICAL EQUIPMENT AND RELATED ACCESSORIES, SOFTWARE AND CONSUMABLES | Z12040114 | SYSTEMS FOR THE STUDY OF AUTONOMIC NEUROPATHIES | 5 | YES
Z | MEDICAL EQUIPMENT AND RELATED ACCESSORIES, SOFTWARE AND CONSUMABLES | Z12040115 | BLOOD SUGAR MONITORING SYSTEMS | 5 | NO
Z | MEDICAL EQUIPMENT AND RELATED ACCESSORIES, SOFTWARE AND CONSUMABLES | Z1204011501 | NON INVASIVE BLOOD SUGAR MONITORING SYSTEMS | 6 | YES
Z | MEDICAL EQUIPMENT AND RELATED ACCESSORIES, SOFTWARE AND CONSUMABLES | Z1204011502 | INVASIVE BLOOD SUGAR MONITORING SYSTEMS | 6 | YES
Z | MEDICAL EQUIPMENT AND RELATED ACCESSORIES, SOFTWARE AND CONSUMABLES | Z1204011585 | INVASIVE BLOOD SUGAR MONITORING SYSTEMS, SINGLE–USE SENSORS | 6 | YES
Z | MEDICAL EQUIPMENT AND RELATED ACCESSORIES, SOFTWARE AND CONSUMABLES | Z1204011599 | BLOOD SUGAR MONITORING SYSTEMS - OTHER | 6 | YES
Z | MEDICAL EQUIPMENT AND RELATED ACCESSORIES, SOFTWARE AND CONSUMABLES | Z12040116 | SPECTROPHOTOMETERS FOR EARLY DETECTION OF MELANOMA | 5 | YES
Z | MEDICAL EQUIPMENT AND RELATED ACCESSORIES, SOFTWARE AND CONSUMABLES | Z12040117 | METABOLIC AND PHYSICAL ACTIVITY HOLTER SYSTEMS | 5 | YES
Z | MEDICAL EQUIPMENT AND RELATED ACCESSORIES, SOFTWARE AND CONSUMABLES | Z12040118 | VIDEO DERMATOSCOPES | 5 | YES
Z | MEDICAL EQUIPMENT AND RELATED ACCESSORIES, SOFTWARE AND CONSUMABLES | Z12040180 | GENERAL MEDICINE DIAGNOSIS AND MONITORING INSTRUMENTS - HARDWARE ACCESSORIES | 5 | YES
Z | MEDICAL EQUIPMENT AND RELATED ACCESSORIES, SOFTWARE AND CONSUMABLES | Z12040182 | GENERAL MEDICINE DIAGNOSIS AND MONITORING INSTRUMENTS - SOFTWARE ACCESSORIES | 5 | YES
Z | MEDICAL EQUIPMENT AND RELATED ACCESSORIES, SOFTWARE AND CONSUMABLES | Z12040185 | GENERAL MEDICINE DIAGNOSIS AND MONITORING INSTRUMENTS - CONSUMABLES | 5 | YES
Z | MEDICAL EQUIPMENT AND RELATED ACCESSORIES, SOFTWARE AND CONSUMABLES | Z12040192 | GENERAL MEDICINE DIAGNOSIS AND MONITORING INSTRUMENTS - MEDICAL DEVICE SOFTWARE | 5 | YES
Z | MEDICAL EQUIPMENT AND RELATED ACCESSORIES, SOFTWARE AND CONSUMABLES | Z12040199 | GENERAL MEDICINE DIAGNOSIS AND MONITORING INSTRUMENTS - OTHER | 5 | YES
Z | MEDICAL EQUIPMENT AND RELATED ACCESSORIES, SOFTWARE AND CONSUMABLES | Z120402 | GENERAL MEDICINE THERAPEUTIC TREATMENT INSTRUMENTS | 4 | NO
Z | MEDICAL EQUIPMENT AND RELATED ACCESSORIES, SOFTWARE AND CONSUMABLES | Z12040201 | PHOTOEPILATION EQUIPMENT | 5 | YES
Z | MEDICAL EQUIPMENT AND RELATED ACCESSORIES, SOFTWARE AND CONSUMABLES | Z12040202 | PHOTOTHERAPY EQUIPMENT | 5 | YES
Z | MEDICAL EQUIPMENT AND RELATED ACCESSORIES, SOFTWARE AND CONSUMABLES | Z12040203 | DERMAL REGENERATION EQUIPMENT | 5 | YES
Z | MEDICAL EQUIPMENT AND RELATED ACCESSORIES, SOFTWARE AND CONSUMABLES | Z12040205 | VACUUM MEDICATION EQUIPMENT | 5 | YES
Z | MEDICAL EQUIPMENT AND RELATED ACCESSORIES, SOFTWARE AND CONSUMABLES | Z12040206 | MESOTHERAPY EQUIPMENT | 5 | YES
Z | MEDICAL EQUIPMENT AND RELATED ACCESSORIES, SOFTWARE AND CONSUMABLES | Z12040207 | OZONE THERAPY EQUIPMENT | 5 | YES
Z | MEDICAL EQUIPMENT AND RELATED ACCESSORIES, SOFTWARE AND CONSUMABLES | Z12040208 | BODY THERMOREGULATION EQUIPMENT | 5 | YES
Z | MEDICAL EQUIPMENT AND RELATED ACCESSORIES, SOFTWARE AND CONSUMABLES | Z12040210 | ULTRASONIC NEBULISERS | 5 | YES
Z | MEDICAL EQUIPMENT AND RELATED ACCESSORIES, SOFTWARE AND CONSUMABLES | Z12040211 | ARTIFICIAL PANCREAS | 5 | YES
Z | MEDICAL EQUIPMENT AND RELATED ACCESSORIES, SOFTWARE AND CONSUMABLES | Z12040213 | PATIENT WASHING SYSTEMS | 5 | YES
Z | MEDICAL EQUIPMENT AND RELATED ACCESSORIES, SOFTWARE AND CONSUMABLES | Z12040214 | LIPOSUCTION SYSTEMS | 5 | YES
Z | MEDICAL EQUIPMENT AND RELATED ACCESSORIES, SOFTWARE AND CONSUMABLES | Z12040215 | MULTI-DISTRICT ONCOLOGICAL THERAPY INSTRUMENTS (EXCLUDING RADIOTHERAPY) | 5 | NO
Z | MEDICAL EQUIPMENT AND RELATED ACCESSORIES, SOFTWARE AND CONSUMABLES | Z1204021501 | MULTI-DISTRICT ONCOLOGICAL HYPERTHERMIA EQUIPMENT | 6 | YES
Z | MEDICAL EQUIPMENT AND RELATED ACCESSORIES, SOFTWARE AND CONSUMABLES | Z1204021502 | TUMOR TREATING FIELDS (TTFIELDS) EQUIPMENT | 6 | YES
Z | MEDICAL EQUIPMENT AND RELATED ACCESSORIES, SOFTWARE AND CONSUMABLES | Z1204021580 | MULTI-DISTRICT ONCOLOGICAL THERAPY INSTRUMENTS (EXCLUDING RADIOTHERAPY) - HARDWARE ACCESSORIES | 6 | YES
Z | MEDICAL EQUIPMENT AND RELATED ACCESSORIES, SOFTWARE AND CONSUMABLES | Z1204021582 | MULTI-DISTRICT ONCOLOGICAL THERAPY INSTRUMENTS (EXCLUDING RADIOTHERAPY) - SOFTWARE ACCESSORIES | 6 | YES
Z | MEDICAL EQUIPMENT AND RELATED ACCESSORIES, SOFTWARE AND CONSUMABLES | Z1204021585 | MULTI-DISTRICT ONCOLOGICAL THERAPY INSTRUMENTS (EXCLUDING RADIOTHERAPY) - CONSUMABLES | 6 | YES
Z | MEDICAL EQUIPMENT AND RELATED ACCESSORIES, SOFTWARE AND CONSUMABLES | Z1204021592 | MULTI-DISTRICT ONCOLOGICAL THERAPY INSTRUMENTS (EXCLUDING RADIOTHERAPY) - MEDICAL DEVICE SOFTWARE | 6 | YES
Z | MEDICAL EQUIPMENT AND RELATED ACCESSORIES, SOFTWARE AND CONSUMABLES | Z1204021599 | MULTI-DISTRICT ONCOLOGICAL THERAPY INSTRUMENTS (EXCLUDING RADIOTHERAPY) - OTHER | 6 | YES
Z | MEDICAL EQUIPMENT AND RELATED ACCESSORIES, SOFTWARE AND CONSUMABLES | Z12040216 | PORTABLE MICROINFUSION INSTRUMENTS | 5 | NO
Z | MEDICAL EQUIPMENT AND RELATED ACCESSORIES, SOFTWARE AND CONSUMABLES | Z1204021601 | PORTABLE INSULIN INFUSION INSTRUMENTS | 6 | NO
Z | MEDICAL EQUIPMENT AND RELATED ACCESSORIES, SOFTWARE AND CONSUMABLES | Z120402160101 | PORTABLE INSULIN MICROINFUSORS | 7 | YES
Z | MEDICAL EQUIPMENT AND RELATED ACCESSORIES, SOFTWARE AND CONSUMABLES | Z120402160102 | PORTABLE INSULIN MICROINFUSORS WITH HANDHELD GLUCOSE METER | 7 | YES
Z | MEDICAL EQUIPMENT AND RELATED ACCESSORIES, SOFTWARE AND CONSUMABLES | Z120402160103 | PORTABLE INSULIN MICROINFUSORS CONNECTABLE TO CONTINUOUS GLUCOSE MONITORING SYSTEMS | 7 | YES
Z | MEDICAL EQUIPMENT AND RELATED ACCESSORIES, SOFTWARE AND CONSUMABLES | Z1204021602 | PORTABLE PAIN THERAPY INSTRUMENTS | 6 | YES
Z | MEDICAL EQUIPMENT AND RELATED ACCESSORIES, SOFTWARE AND CONSUMABLES | Z1204021603 | PORTABLE DOBUTAMINE INFUSION INSTRUMENTS | 6 | YES
Z | MEDICAL EQUIPMENT AND RELATED ACCESSORIES, SOFTWARE AND CONSUMABLES | Z1204021680 | PORTABLE MICROINFUSION INSTRUMENTS - HARDWARE ACCESSORIES | 6 | YES
Z | MEDICAL EQUIPMENT AND RELATED ACCESSORIES, SOFTWARE AND CONSUMABLES | Z1204021685 | PORTABLE MICROINFUSION INSTRUMENTS - CONSUMABLES | 6 | YES
Z | MEDICAL EQUIPMENT AND RELATED ACCESSORIES, SOFTWARE AND CONSUMABLES | Z1204021699 | PORTABLE MICROINFUSION INSTRUMENTS - OTHER | 6 | YES
Z | MEDICAL EQUIPMENT AND RELATED ACCESSORIES, SOFTWARE AND CONSUMABLES | Z12040218 | ENDERMOLOGY TREATMENTS | 5 | YES
Z | MEDICAL EQUIPMENT AND RELATED ACCESSORIES, SOFTWARE AND CONSUMABLES | Z12040219 | REGIONAL PERFUSION UNITS | 5 | YES
Z | MEDICAL EQUIPMENT AND RELATED ACCESSORIES, SOFTWARE AND CONSUMABLES | Z12040280 | GENERAL MEDICINE THERAPEUTIC TREATMENT INSTRUMENTS - HARDWARE ACCESSORIES | 5 | YES
Z | MEDICAL EQUIPMENT AND RELATED ACCESSORIES, SOFTWARE AND CONSUMABLES | Z12040282 | GENERAL MEDICINE THERAPEUTIC TREATMENT INSTRUMENTS - SOFTWARE ACCESSORIES | 5 | YES
Z | MEDICAL EQUIPMENT AND RELATED ACCESSORIES, SOFTWARE AND CONSUMABLES | Z12040285 | GENERAL MEDICINE THERAPEUTIC TREATMENT INSTRUMENTS - CONSUMABLES | 5 | YES
Z | MEDICAL EQUIPMENT AND RELATED ACCESSORIES, SOFTWARE AND CONSUMABLES | Z12040292 | GENERAL MEDICINE THERAPEUTIC TREATMENT INSTRUMENTS - MEDICAL DEVICE SOFTWARE | 5 | YES
Z | MEDICAL EQUIPMENT AND RELATED ACCESSORIES, SOFTWARE AND CONSUMABLES | Z12040299 | GENERAL MEDICINE THERAPEUTIC TREATMENT INSTRUMENTS - OTHER | 5 | YES
Z | MEDICAL EQUIPMENT AND RELATED ACCESSORIES, SOFTWARE AND CONSUMABLES | Z120499 | GENERAL MEDICINE INSTRUMENTS - OTHER | 4 | YES
Z | MEDICAL EQUIPMENT AND RELATED ACCESSORIES, SOFTWARE AND CONSUMABLES | Z1205 | CARDIOLOGY AND CARDIOSURGERY INSTRUMENTS | 3 | NO
Z | MEDICAL EQUIPMENT AND RELATED ACCESSORIES, SOFTWARE AND CONSUMABLES | Z120501 | STRESS ANALYSIS INSTRUMENTS | 4 | NO
Z | MEDICAL EQUIPMENT AND RELATED ACCESSORIES, SOFTWARE AND CONSUMABLES | Z12050101 | STRESS ANALYSIS SYSTEMS | 5 | YES
Z | MEDICAL EQUIPMENT AND RELATED ACCESSORIES, SOFTWARE AND CONSUMABLES | Z12050180 | STRESS ANALYSIS INSTRUMENTS - HARDWARE ACCESSORIES | 5 | YES
Z | MEDICAL EQUIPMENT AND RELATED ACCESSORIES, SOFTWARE AND CONSUMABLES | Z12050182 | STRESS ANALYSIS INSTRUMENTS - SOFTWARE ACCESSORIES | 5 | YES
Z | MEDICAL EQUIPMENT AND RELATED ACCESSORIES, SOFTWARE AND CONSUMABLES | Z12050185 | STRESS ANALYSIS INSTRUMENTS - CONSUMABLES | 5 | YES
Z | MEDICAL EQUIPMENT AND RELATED ACCESSORIES, SOFTWARE AND CONSUMABLES | Z12050192 | STRESS ANALYSIS INSTRUMENTS - MEDICAL DEVICE SOFTWARE | 5 | YES
Z | MEDICAL EQUIPMENT AND RELATED ACCESSORIES, SOFTWARE AND CONSUMABLES | Z120502 | EXTRA-CORPOREAL CIRCULATION INSTRUMENTS | 4 | NO
Z | MEDICAL EQUIPMENT AND RELATED ACCESSORIES, SOFTWARE AND CONSUMABLES | Z12050201 | EXTRA-CORPOREAL CIRCULATION SYSTEMS | 5 | YES
Z | MEDICAL EQUIPMENT AND RELATED ACCESSORIES, SOFTWARE AND CONSUMABLES | Z12050280 | EXTRA-CORPOREAL CIRCULATION INSTRUMENTS - HARDWARE ACCESSORIES | 5 | YES
Z | MEDICAL EQUIPMENT AND RELATED ACCESSORIES, SOFTWARE AND CONSUMABLES | Z12050282 | EXTRA-CORPOREAL CIRCULATION INSTRUMENTS - SOFTWARE ACCESSORIES | 5 | YES
Z | MEDICAL EQUIPMENT AND RELATED ACCESSORIES, SOFTWARE AND CONSUMABLES | Z12050285 | EXTRA-CORPOREAL CIRCULATION INSTRUMENTS - CONSUMABLES | 5 | YES
Z | MEDICAL EQUIPMENT AND RELATED ACCESSORIES, SOFTWARE AND CONSUMABLES | Z12050292 | EXTRA-CORPOREAL CIRCULATION INSTRUMENTS - MEDICAL DEVICE SOFTWARE | 5 | YES
Z | MEDICAL EQUIPMENT AND RELATED ACCESSORIES, SOFTWARE AND CONSUMABLES | Z120503 | ELECTROCARDIOGRAPHS | 4 | NO
Z | MEDICAL EQUIPMENT AND RELATED ACCESSORIES, SOFTWARE AND CONSUMABLES | Z12050301 | GENERAL PURPOSE ELECTROCARDIOGRAPHS | 5 | YES
Z | MEDICAL EQUIPMENT AND RELATED ACCESSORIES, SOFTWARE AND CONSUMABLES | Z12050302 | ADVANCED DIAGNOSIS ELECTROCARDIOGRAPHS | 5 | YES
Z | MEDICAL EQUIPMENT AND RELATED ACCESSORIES, SOFTWARE AND CONSUMABLES | Z12050303 | CARDIOPHONES | 5 | YES
Z | MEDICAL EQUIPMENT AND RELATED ACCESSORIES, SOFTWARE AND CONSUMABLES | Z12050380 | ELECTROCARDIOGRAPHS - HARDWARE ACCESSORIES | 5 | YES
Z | MEDICAL EQUIPMENT AND RELATED ACCESSORIES, SOFTWARE AND CONSUMABLES | Z12050382 | ELECTROCARDIOGRAPHS - SOFTWARE ACCESSORIES | 5 | YES
Z | MEDICAL EQUIPMENT AND RELATED ACCESSORIES, SOFTWARE AND CONSUMABLES | Z12050385 | ELECTROCARDIOGRAPHS - CONSUMABLES | 5 | YES
Z | MEDICAL EQUIPMENT AND RELATED ACCESSORIES, SOFTWARE AND CONSUMABLES | Z12050392 | ELECTROCARDIOGRAPHS - MEDICAL DEVICE SOFTWARE | 5 | YES
Z | MEDICAL EQUIPMENT AND RELATED ACCESSORIES, SOFTWARE AND CONSUMABLES | Z120504 | HOLTER SYSTEM INSTRUMENTS FOR CARDIOVASCULAR PARAMETERS | 4 | NO
Z | MEDICAL EQUIPMENT AND RELATED ACCESSORIES, SOFTWARE AND CONSUMABLES | Z12050401 | CARDIOVASCULAR HOLTER ANALYSERS | 5 | YES
Z | MEDICAL EQUIPMENT AND RELATED ACCESSORIES, SOFTWARE AND CONSUMABLES | Z12050402 | MULTI–PARAMETER CARDIOVASCULAR HOLTER RECORDERS (ECG, NIPB, ETC.) | 5 | YES
Z | MEDICAL EQUIPMENT AND RELATED ACCESSORIES, SOFTWARE AND CONSUMABLES | Z12050403 | ECG HOLTER RECORDERS | 5 | YES
Z | MEDICAL EQUIPMENT AND RELATED ACCESSORIES, SOFTWARE AND CONSUMABLES | Z12050404 | BLOOD PRESSURE HOLTER RECORDERS | 5 | YES
Z | MEDICAL EQUIPMENT AND RELATED ACCESSORIES, SOFTWARE AND CONSUMABLES | Z12050480 | HOLTER SYSTEM INSTRUMENTS FOR CARDIOVASCULAR PARAMETERS - HARDWARE ACCESSORIES | 5 | YES
Z | MEDICAL EQUIPMENT AND RELATED ACCESSORIES, SOFTWARE AND CONSUMABLES | Z12050482 | HOLTER SYSTEM INSTRUMENTS FOR CARDIOVASCULAR PARAMETERS - SOFTWARE ACCESSORIES | 5 | YES
Z | MEDICAL EQUIPMENT AND RELATED ACCESSORIES, SOFTWARE AND CONSUMABLES | Z12050485 | HOLTER SYSTEM INSTRUMENTS FOR CARDIOVASCULAR PARAMETERS - CONSUMABLES | 5 | YES
Z | MEDICAL EQUIPMENT AND RELATED ACCESSORIES, SOFTWARE AND CONSUMABLES | Z12050492 | HOLTER SYSTEM INSTRUMENTS FOR CARDIOVASCULAR PARAMETERS - MEDICAL DEVICE SOFTWARE | 5 | YES
Z | MEDICAL EQUIPMENT AND RELATED ACCESSORIES, SOFTWARE AND CONSUMABLES | Z12050499 | HOLTER SYSTEM INSTRUMENTS FOR CARDIOVASCULAR PARAMETERS – OTHER | 5 | YES
Z | MEDICAL EQUIPMENT AND RELATED ACCESSORIES, SOFTWARE AND CONSUMABLES | Z120505 | CARDIAC OUTPUT MEASUREMENT INSTRUMENTS | 4 | NO
Z | MEDICAL EQUIPMENT AND RELATED ACCESSORIES, SOFTWARE AND CONSUMABLES | Z12050501 | CARDIAC OUTPUT MEASUREMENT METERS | 5 | YES
Z | MEDICAL EQUIPMENT AND RELATED ACCESSORIES, SOFTWARE AND CONSUMABLES | Z12050580 | CARDIAC OUTPUT MEASUREMENT INSTRUMENTS - HARDWARE ACCESSORIES | 5 | YES
Z | MEDICAL EQUIPMENT AND RELATED ACCESSORIES, SOFTWARE AND CONSUMABLES | Z12050582 | CARDIAC OUTPUT MEASUREMENT INSTRUMENTS - SOFTWARE ACCESSORIES | 5 | YES
Z | MEDICAL EQUIPMENT AND RELATED ACCESSORIES, SOFTWARE AND CONSUMABLES | Z12050585 | CARDIAC OUTPUT MEASUREMENT INSTRUMENTS - CONSUMABLES | 5 | YES
Z | MEDICAL EQUIPMENT AND RELATED ACCESSORIES, SOFTWARE AND CONSUMABLES | Z12050592 | CARDIAC OUTPUT MEASUREMENT INSTRUMENTS - MEDICAL DEVICE SOFTWARE | 5 | YES
Z | MEDICAL EQUIPMENT AND RELATED ACCESSORIES, SOFTWARE AND CONSUMABLES | Z120506 | NON–IMPLANTABLE CARDIAC STIMULATORS | 4 | NO
Z | MEDICAL EQUIPMENT AND RELATED ACCESSORIES, SOFTWARE AND CONSUMABLES | Z12050601 | TRANSOESOPHAGEAL CARDIAC STIMULATORS | 5 | YES
Z | MEDICAL EQUIPMENT AND RELATED ACCESSORIES, SOFTWARE AND CONSUMABLES | Z12050602 | INVASIVE CARDIAC STIMULATORS | 5 | YES
Z | MEDICAL EQUIPMENT AND RELATED ACCESSORIES, SOFTWARE AND CONSUMABLES | Z12050603 | TRANSTHORACIC CARDIAC STIMULATORS | 5 | YES
Z | MEDICAL EQUIPMENT AND RELATED ACCESSORIES, SOFTWARE AND CONSUMABLES | Z12050680 | NON-IMPLANTABLE CARDIAC STIMULATORS - HARDWARE ACCESSORIES | 5 | YES
Z | MEDICAL EQUIPMENT AND RELATED ACCESSORIES, SOFTWARE AND CONSUMABLES | Z12050682 | NON-IMPLANTABLE CARDIAC STIMULATORS - SOFTWARE ACCESSORIES | 5 | YES
Z | MEDICAL EQUIPMENT AND RELATED ACCESSORIES, SOFTWARE AND CONSUMABLES | Z12050685 | NON-IMPLANTABLE CARDIAC STIMULATORS - CONSUMABLES | 5 | YES
Z | MEDICAL EQUIPMENT AND RELATED ACCESSORIES, SOFTWARE AND CONSUMABLES | Z12050692 | NON-IMPLANTABLE CARDIAC STIMULATORS - MEDICAL DEVICE SOFTWARE | 5 | YES
Z | MEDICAL EQUIPMENT AND RELATED ACCESSORIES, SOFTWARE AND CONSUMABLES | Z12050699 | NON–IMPLANTABLE CARDIAC STIMULATORS – OTHER | 5 | YES
Z | MEDICAL EQUIPMENT AND RELATED ACCESSORIES, SOFTWARE AND CONSUMABLES | Z120507 | CARDIOGRAPHY INSTRUMENTS | 4 | NO
Z | MEDICAL EQUIPMENT AND RELATED ACCESSORIES, SOFTWARE AND CONSUMABLES | Z12050701 | COMPLETE CARDIOGRAPHY SYSTEMS | 5 | YES
Z | MEDICAL EQUIPMENT AND RELATED ACCESSORIES, SOFTWARE AND CONSUMABLES | Z12050702 | POLYGRAPHY SYSTEMS FOR HAEMODYNAMIC STUDIES | 5 | YES
Z | MEDICAL EQUIPMENT AND RELATED ACCESSORIES, SOFTWARE AND CONSUMABLES | Z12050703 | POLYGRAPHY SYSTEMS FOR ELECTROPHYSIOLOGICAL STUDIES | 5 | YES
Z | MEDICAL EQUIPMENT AND RELATED ACCESSORIES, SOFTWARE AND CONSUMABLES | Z12050780 | CARDIOGRAPHY INSTRUMENTS - HARDWARE ACCESSORIES | 5 | NO
Z | MEDICAL EQUIPMENT AND RELATED ACCESSORIES, SOFTWARE AND CONSUMABLES | Z1205078001 | CARDIAC ELECTROPHYSIOLOGY STIMULATORS | 6 | YES
Z | MEDICAL EQUIPMENT AND RELATED ACCESSORIES, SOFTWARE AND CONSUMABLES | Z1205078099 | INSTRUMENTS FOR CARDIOLOGICAL POLYGRAPHY - HARDWARE ACCESSORIES - OTHER | 6 | YES
Z | MEDICAL EQUIPMENT AND RELATED ACCESSORIES, SOFTWARE AND CONSUMABLES | Z12050782 | INSTRUMENTS FOR CARDIOLOGICAL POLYGRAPHY - SOFTWARE ACCESSORIES | 5 | YES
Z | MEDICAL EQUIPMENT AND RELATED ACCESSORIES, SOFTWARE AND CONSUMABLES | Z12050785 | INSTRUMENTS FOR CARDIOLOGICAL POLYGRAPHY - CONSUMABLES | 5 | YES
Z | MEDICAL EQUIPMENT AND RELATED ACCESSORIES, SOFTWARE AND CONSUMABLES | Z12050792 | INSTRUMENTS FOR CARDIOLOGICAL POLYGRAPHY - MEDICAL DEVICE SOFTWARE | 5 | YES
Z | MEDICAL EQUIPMENT AND RELATED ACCESSORIES, SOFTWARE AND CONSUMABLES | Z120508 | CARDIAC TELEMETRY INSTRUMENTS | 4 | NO
Z | MEDICAL EQUIPMENT AND RELATED ACCESSORIES, SOFTWARE AND CONSUMABLES | Z12050801 | COMPLETE CARDIAC TELEMETRY SYSTEMS | 5 | YES
Z | MEDICAL EQUIPMENT AND RELATED ACCESSORIES, SOFTWARE AND CONSUMABLES | Z12050802 | ELECTROCARDIOGRAPH TELEMETRY SYSTEM RECEIVERS | 5 | YES
Z | MEDICAL EQUIPMENT AND RELATED ACCESSORIES, SOFTWARE AND CONSUMABLES | Z12050803 | ELECTROCARDIOGRAPH TELEMETRY SYSTEM TRANSMITTERS | 5 | YES
Z | MEDICAL EQUIPMENT AND RELATED ACCESSORIES, SOFTWARE AND CONSUMABLES | Z12050804 | ERGOSPIROMETRIC TELEMETRY TRANSMITTERS | 5 | YES
Z | MEDICAL EQUIPMENT AND RELATED ACCESSORIES, SOFTWARE AND CONSUMABLES | Z12050880 | CARDIAC TELEMETRY INSTRUMENTS - HARDWARE ACCESSORIES | 5 | YES
Z | MEDICAL EQUIPMENT AND RELATED ACCESSORIES, SOFTWARE AND CONSUMABLES | Z12050882 | CARDIAC TELEMETRY INSTRUMENTS - SOFTWARE ACCESSORIES | 5 | YES
Z | MEDICAL EQUIPMENT AND RELATED ACCESSORIES, SOFTWARE AND CONSUMABLES | Z12050885 | CARDIAC TELEMETRY INSTRUMENTS - CONSUMABLES | 5 | YES
Z | MEDICAL EQUIPMENT AND RELATED ACCESSORIES, SOFTWARE AND CONSUMABLES | Z12050892 | CARDIAC TELEMETRY INSTRUMENTS - MEDICAL DEVICE SOFTWARE | 5 | YES
Z | MEDICAL EQUIPMENT AND RELATED ACCESSORIES, SOFTWARE AND CONSUMABLES | Z12050899 | CARDIAC TELEMETRY INSTRUMENTS - OTHER | 5 | YES
Z | MEDICAL EQUIPMENT AND RELATED ACCESSORIES, SOFTWARE AND CONSUMABLES | Z120590 | VARIOUS INSTRUMENTS FOR CARDIOLOGY AND CARDIAC SURGERY | 4 | NO
Z | MEDICAL EQUIPMENT AND RELATED ACCESSORIES, SOFTWARE AND CONSUMABLES | Z12059001 | PACING SENSING ANALYSERS | 5 | YES
Z | MEDICAL EQUIPMENT AND RELATED ACCESSORIES, SOFTWARE AND CONSUMABLES | Z12059002 | CARDIAC MAPPING EQUIPMENT | 5 | YES
Z | MEDICAL EQUIPMENT AND RELATED ACCESSORIES, SOFTWARE AND CONSUMABLES | Z12059003 | CLOT ASPIRATORS | 5 | YES
Z | MEDICAL EQUIPMENT AND RELATED ACCESSORIES, SOFTWARE AND CONSUMABLES | Z12059004 | AORTIC PUMPS | 5 | YES
Z | MEDICAL EQUIPMENT AND RELATED ACCESSORIES, SOFTWARE AND CONSUMABLES | Z12059005 | BLOOD FLOW VELOCIMETERS | 5 | YES
Z | MEDICAL EQUIPMENT AND RELATED ACCESSORIES, SOFTWARE AND CONSUMABLES | Z12059006 | FIBRILLATORS | 5 | YES
Z | MEDICAL EQUIPMENT AND RELATED ACCESSORIES, SOFTWARE AND CONSUMABLES | Z12059007 | INTRA-CARDIAC OXIMETERS | 5 | YES
Z | MEDICAL EQUIPMENT AND RELATED ACCESSORIES, SOFTWARE AND CONSUMABLES | Z12059008 | LASER FLUXIMETRY SYSTEMS | 5 | YES
Z | MEDICAL EQUIPMENT AND RELATED ACCESSORIES, SOFTWARE AND CONSUMABLES | Z12059009 | ECG DATA MANAGEMENT SYSTEMS | 5 | YES
Z | MEDICAL EQUIPMENT AND RELATED ACCESSORIES, SOFTWARE AND CONSUMABLES | Z12059010 | STERNOTOMES | 5 | YES
Z | MEDICAL EQUIPMENT AND RELATED ACCESSORIES, SOFTWARE AND CONSUMABLES | Z12059011 | CARDIAC ABLATION EQUIPMENT | 5 | YES
Z | MEDICAL EQUIPMENT AND RELATED ACCESSORIES, SOFTWARE AND CONSUMABLES | Z12059012 | PHONOCARDIOGRAPHS | 5 | YES
Z | MEDICAL EQUIPMENT AND RELATED ACCESSORIES, SOFTWARE AND CONSUMABLES | Z12059013 | MAGNETOCARDIOGRAPHS | 5 | YES
Z | MEDICAL EQUIPMENT AND RELATED ACCESSORIES, SOFTWARE AND CONSUMABLES | Z12059080 | VARIOUS INSTRUMENTS FOR CARDIOLOGY AND CARDIAC SURGERY - HARDWARE ACCESSORIES | 5 | YES
Z | MEDICAL EQUIPMENT AND RELATED ACCESSORIES, SOFTWARE AND CONSUMABLES | Z12059082 | VARIOUS INSTRUMENTS FOR CARDIOLOGY AND CARDIAC SURGERY - SOFTWARE ACCESSORIES | 5 | YES
Z | MEDICAL EQUIPMENT AND RELATED ACCESSORIES, SOFTWARE AND CONSUMABLES | Z12059085 | VARIOUS INSTRUMENTS FOR CARDIOLOGY AND CARDIAC SURGERY - CONSUMABLES | 5 | YES
Z | MEDICAL EQUIPMENT AND RELATED ACCESSORIES, SOFTWARE AND CONSUMABLES | Z12059092 | VARIOUS INSTRUMENTS FOR CARDIOLOGY AND CARDIAC SURGERY - MEDICAL DEVICE SOFTWARE | 5 | YES
Z | MEDICAL EQUIPMENT AND RELATED ACCESSORIES, SOFTWARE AND CONSUMABLES | Z12059099 | VARIOUS INSTRUMENTS FOR CARDIOLOGY AND CARDIAC SURGERY -OTHER | 5 | YES
Z | MEDICAL EQUIPMENT AND RELATED ACCESSORIES, SOFTWARE AND CONSUMABLES | Z1206 | PHYSIOTHERAPY AND REHABILITATION INSTRUMENTS | 3 | NO
Z | MEDICAL EQUIPMENT AND RELATED ACCESSORIES, SOFTWARE AND CONSUMABLES | Z120601 | ELECTROTHERAPY EQUIPMENT (INCLUDED TENS) | 4 | YES
Z | MEDICAL EQUIPMENT AND RELATED ACCESSORIES, SOFTWARE AND CONSUMABLES | Z120602 | PHYSIOTHERAPY EQUIPMENT | 4 | YES
Z | MEDICAL EQUIPMENT AND RELATED ACCESSORIES, SOFTWARE AND CONSUMABLES | Z120603 | PASSIVE REHABILITATIVE GYMNASTICS EQUIPMENT | 4 | YES
Z | MEDICAL EQUIPMENT AND RELATED ACCESSORIES, SOFTWARE AND CONSUMABLES | Z120604 | IONTOPHORESIS EQUIPMENT | 4 | YES
Z | MEDICAL EQUIPMENT AND RELATED ACCESSORIES, SOFTWARE AND CONSUMABLES | Z120605 | EQUIPMENT FOR ELECTROMYOGRAPHIC ANALYSIS | 4 | YES
Z | MEDICAL EQUIPMENT AND RELATED ACCESSORIES, SOFTWARE AND CONSUMABLES | Z120606 | MAGNETOTHERAPY EQUIPMENT | 4 | YES
Z | MEDICAL EQUIPMENT AND RELATED ACCESSORIES, SOFTWARE AND CONSUMABLES | Z120607 | PNEUMATIC COMPRESSION EQUIPMENT | 4 | YES
Z | MEDICAL EQUIPMENT AND RELATED ACCESSORIES, SOFTWARE AND CONSUMABLES | Z120608 | MICROWAVE THERAPY EQUIPMENT | 4 | YES
Z | MEDICAL EQUIPMENT AND RELATED ACCESSORIES, SOFTWARE AND CONSUMABLES | Z120609 | SHORTWAVE THERAPY EQUIPMENT | 4 | YES
Z | MEDICAL EQUIPMENT AND RELATED ACCESSORIES, SOFTWARE AND CONSUMABLES | Z120610 | ULTRASOUND THERAPY EQUIPMENT | 4 | YES
Z | MEDICAL EQUIPMENT AND RELATED ACCESSORIES, SOFTWARE AND CONSUMABLES | Z120611 | VACUUM THERAPY EQUIPMENT | 4 | YES
Z | MEDICAL EQUIPMENT AND RELATED ACCESSORIES, SOFTWARE AND CONSUMABLES | Z120612 | ENDORAL ELECTRIC MASSAGE EQUIPMENT | 4 | YES
Z | MEDICAL EQUIPMENT AND RELATED ACCESSORIES, SOFTWARE AND CONSUMABLES | Z120613 | REHABILITATIVE THERAPY FURNACES | 4 | YES
Z | MEDICAL EQUIPMENT AND RELATED ACCESSORIES, SOFTWARE AND CONSUMABLES | Z120614 | INFRARED ULTRAVIOLET RAY LAMPS | 4 | YES
Z | MEDICAL EQUIPMENT AND RELATED ACCESSORIES, SOFTWARE AND CONSUMABLES | Z120615 | THERAPEUTIC LASERS | 4 | YES
Z | MEDICAL EQUIPMENT AND RELATED ACCESSORIES, SOFTWARE AND CONSUMABLES | Z120616 | ELECTROMECHANICAL SYSTEMS FOR PHYSICAL THERAPY | 4 | YES
Z | MEDICAL EQUIPMENT AND RELATED ACCESSORIES, SOFTWARE AND CONSUMABLES | Z120617 | MOVEMENT ANALYSIS INTEGRATED SYSTEMS | 4 | YES
Z | MEDICAL EQUIPMENT AND RELATED ACCESSORIES, SOFTWARE AND CONSUMABLES | Z120618 | HYDROGYMNASTICS AND HYDROTHERAPY SYSTEMS | 4 | YES
Z | MEDICAL EQUIPMENT AND RELATED ACCESSORIES, SOFTWARE AND CONSUMABLES | Z120619 | PARAFFIN THERAPY SYSTEMS | 4 | YES
Z | MEDICAL EQUIPMENT AND RELATED ACCESSORIES, SOFTWARE AND CONSUMABLES | Z120620 | VERTEBRAL COLUMN ELECTROANALGESIC STIMULATORS | 4 | YES
Z | MEDICAL EQUIPMENT AND RELATED ACCESSORIES, SOFTWARE AND CONSUMABLES | Z120621 | FACIAL STIMULATORS | 4 | YES
Z | MEDICAL EQUIPMENT AND RELATED ACCESSORIES, SOFTWARE AND CONSUMABLES | Z120622 | MUSCLE STIMULATORS | 4 | YES
Z | MEDICAL EQUIPMENT AND RELATED ACCESSORIES, SOFTWARE AND CONSUMABLES | Z120623 | ACUPUNCTURE STIMULATORS | 4 | YES
Z | MEDICAL EQUIPMENT AND RELATED ACCESSORIES, SOFTWARE AND CONSUMABLES | Z120624 | BIOFEEDBACK INSTRUMENTS | 4 | NO
Z | MEDICAL EQUIPMENT AND RELATED ACCESSORIES, SOFTWARE AND CONSUMABLES | Z12062401 | ELECTROMYOGRAPHIC BIOFEEDBACK SYSTEMS | 5 | YES
Z | MEDICAL EQUIPMENT AND RELATED ACCESSORIES, SOFTWARE AND CONSUMABLES | Z12062402 | POSITIONAL BIOFEEDBACK SYSTEMS | 5 | YES
Z | MEDICAL EQUIPMENT AND RELATED ACCESSORIES, SOFTWARE AND CONSUMABLES | Z12062403 | TEMPERATURE BIOFEEDBACK SYSTEMS | 5 | YES
Z | MEDICAL EQUIPMENT AND RELATED ACCESSORIES, SOFTWARE AND CONSUMABLES | Z12062404 | ELECTRODERMAL SIGNAL BIOFEEDBACK SYSTEMS | 5 | YES
Z | MEDICAL EQUIPMENT AND RELATED ACCESSORIES, SOFTWARE AND CONSUMABLES | Z12062480 | BIOFEEDBACK INSTRUMENTS - HARDWARE ACCESSORIES | 5 | YES
Z | MEDICAL EQUIPMENT AND RELATED ACCESSORIES, SOFTWARE AND CONSUMABLES | Z12062482 | BIOFEEDBACK INSTRUMENTS - SOFTWARE ACCESSORIES | 5 | YES
Z | MEDICAL EQUIPMENT AND RELATED ACCESSORIES, SOFTWARE AND CONSUMABLES | Z12062485 | BIOFEEDBACK INSTRUMENTS - CONSUMABLES | 5 | YES
Z | MEDICAL EQUIPMENT AND RELATED ACCESSORIES, SOFTWARE AND CONSUMABLES | Z12062492 | BIOFEEDBACK INSTRUMENTS - MEDICAL DEVICE SOFTWARE | 5 | YES
Z | MEDICAL EQUIPMENT AND RELATED ACCESSORIES, SOFTWARE AND CONSUMABLES | Z12062499 | BIOFEEDBACK INSTRUMENTS - OTHER | 5 | YES
Z | MEDICAL EQUIPMENT AND RELATED ACCESSORIES, SOFTWARE AND CONSUMABLES | Z120625 | KINEMATIC MOTION CAPTURE ANALYSIS SYSTEMS | 4 | NO
Z | MEDICAL EQUIPMENT AND RELATED ACCESSORIES, SOFTWARE AND CONSUMABLES | Z12062501 | KINEMATIC GONIOMETRIC MOTION CAPTURE ANALYSIS SYSTEMS | 5 | YES
Z | MEDICAL EQUIPMENT AND RELATED ACCESSORIES, SOFTWARE AND CONSUMABLES | Z12062502 | KINEMATIC INERTIAL MOTION CAPTURE ANALYSIS SYSTEMS | 5 | YES
Z | MEDICAL EQUIPMENT AND RELATED ACCESSORIES, SOFTWARE AND CONSUMABLES | Z12062503 | KINEMATIC OPTOELECTRONIC MOTION CAPTURE ANALYSIS SYSTEMS USING PASSIVE MARKERS | 5 | YES
Z | MEDICAL EQUIPMENT AND RELATED ACCESSORIES, SOFTWARE AND CONSUMABLES | Z12062504 | KINEMATIC OPTOELECTRONIC MOTION CAPTURE ANALYSIS SYSTEMS USING ACTIVE MARKERS | 5 | YES
Z | MEDICAL EQUIPMENT AND RELATED ACCESSORIES, SOFTWARE AND CONSUMABLES | Z12062505 | KINEMATIC ULTRASOUND MOTION CAPTURE ANALYSIS SYSTEMS | 5 | YES
Z | MEDICAL EQUIPMENT AND RELATED ACCESSORIES, SOFTWARE AND CONSUMABLES | Z12062506 | KINEMATIC ELECTROMAGNETIC FIELD MOTION CAPTURE ANALYSIS SYSTEMS | 5 | YES
Z | MEDICAL EQUIPMENT AND RELATED ACCESSORIES, SOFTWARE AND CONSUMABLES | Z12062580 | KINEMATIC MOTION CAPTURE ANALYSIS SYSTEMS - HARDWARE ACCESSORIES | 5 | YES
Z | MEDICAL EQUIPMENT AND RELATED ACCESSORIES, SOFTWARE AND CONSUMABLES | Z12062582 | KINEMATIC MOTION CAPTURE ANALYSIS SYSTEMS - SOFTWARE ACCESSORIES | 5 | YES
Z | MEDICAL EQUIPMENT AND RELATED ACCESSORIES, SOFTWARE AND CONSUMABLES | Z12062585 | KINEMATIC MOTION CAPTURE ANALYSIS SYSTEMS - CONSUMABLES | 5 | YES
Z | MEDICAL EQUIPMENT AND RELATED ACCESSORIES, SOFTWARE AND CONSUMABLES | Z12062592 | KINEMATIC MOTION CAPTURE ANALYSIS SYSTEMS - MEDICAL DEVICE SOFTWARE | 5 | YES
Z | MEDICAL EQUIPMENT AND RELATED ACCESSORIES, SOFTWARE AND CONSUMABLES | Z12062599 | KINEMATIC MOTION CAPTURE ANALYSIS SYSTEMS - OTHER | 5 | YES
Z | MEDICAL EQUIPMENT AND RELATED ACCESSORIES, SOFTWARE AND CONSUMABLES | Z120626 | DYNAMOMETRIC SYSTEMS FOR MOVEMENT ANALYSIS | 4 | NO
Z | MEDICAL EQUIPMENT AND RELATED ACCESSORIES, SOFTWARE AND CONSUMABLES | Z12062601 | DYNAMOMETRIC PLATFORMS | 5 | YES
Z | MEDICAL EQUIPMENT AND RELATED ACCESSORIES, SOFTWARE AND CONSUMABLES | Z12062602 | SENSOR-BASED INSOLES | 5 | YES
Z | MEDICAL EQUIPMENT AND RELATED ACCESSORIES, SOFTWARE AND CONSUMABLES | Z12062603 | SENSOR-BASED PLATFORMS | 5 | YES
Z | MEDICAL EQUIPMENT AND RELATED ACCESSORIES, SOFTWARE AND CONSUMABLES | Z12062680 | DYNAMOMETRIC SYSTEMS FOR MOVEMENT ANALYSIS - HARDWARE ACCESSORIES | 5 | YES
Z | MEDICAL EQUIPMENT AND RELATED ACCESSORIES, SOFTWARE AND CONSUMABLES | Z12062682 | DYNAMOMETRIC SYSTEMS FOR MOVEMENT ANALYSIS - SOFTWARE ACCESSORIES | 5 | YES
Z | MEDICAL EQUIPMENT AND RELATED ACCESSORIES, SOFTWARE AND CONSUMABLES | Z12062685 | DYNAMOMETRIC SYSTEMS FOR MOVEMENT ANALYSIS - CONSUMABLES | 5 | YES
Z | MEDICAL EQUIPMENT AND RELATED ACCESSORIES, SOFTWARE AND CONSUMABLES | Z12062692 | DYNAMOMETRIC SYSTEMS FOR MOVEMENT ANALYSIS - MEDICAL DEVICE SOFTWARE | 5 | YES
Z | MEDICAL EQUIPMENT AND RELATED ACCESSORIES, SOFTWARE AND CONSUMABLES | Z12062699 | DYNAMOMETRIC SYSTEMS FOR MOVEMENT ANALYSIS – OTHER | 5 | YES
Z | MEDICAL EQUIPMENT AND RELATED ACCESSORIES, SOFTWARE AND CONSUMABLES | Z120627 | FUNCTIONAL ELECTRICAL STIMULATION SYSTEMS | 4 | NO
Z | MEDICAL EQUIPMENT AND RELATED ACCESSORIES, SOFTWARE AND CONSUMABLES | Z12062701 | PERINEAL STIMULATORS | 5 | YES
Z | MEDICAL EQUIPMENT AND RELATED ACCESSORIES, SOFTWARE AND CONSUMABLES | Z12062702 | HOISTING AND WALKING STIMULATORS | 5 | YES
Z | MEDICAL EQUIPMENT AND RELATED ACCESSORIES, SOFTWARE AND CONSUMABLES | Z12062703 | CYCLING STIMULATORS | 5 | YES
Z | MEDICAL EQUIPMENT AND RELATED ACCESSORIES, SOFTWARE AND CONSUMABLES | Z12062704 | PREHENSION STIMULATORS | 5 | YES
Z | MEDICAL EQUIPMENT AND RELATED ACCESSORIES, SOFTWARE AND CONSUMABLES | Z12062705 | MYOELECTRIC CONTROL STIMULATORS | 5 | YES
Z | MEDICAL EQUIPMENT AND RELATED ACCESSORIES, SOFTWARE AND CONSUMABLES | Z12062780 | FUNCTIONAL ELECTRICAL STIMULATION SYSTEMS - HARDWARE ACCESSORIES | 5 | YES
Z | MEDICAL EQUIPMENT AND RELATED ACCESSORIES, SOFTWARE AND CONSUMABLES | Z12062782 | FUNCTIONAL ELECTRICAL STIMULATION SYSTEMS - SOFTWARE ACCESSORIES | 5 | YES
Z | MEDICAL EQUIPMENT AND RELATED ACCESSORIES, SOFTWARE AND CONSUMABLES | Z12062785 | FUNCTIONAL ELECTRICAL STIMULATION SYSTEMS - CONSUMABLES | 5 | YES
Z | MEDICAL EQUIPMENT AND RELATED ACCESSORIES, SOFTWARE AND CONSUMABLES | Z12062792 | FUNCTIONAL ELECTRICAL STIMULATION SYSTEMS - MEDICAL DEVICE SOFTWARE | 5 | YES
Z | MEDICAL EQUIPMENT AND RELATED ACCESSORIES, SOFTWARE AND CONSUMABLES | Z12062799 | FUNCTIONAL ELECTRICAL STIMULATION SYSTEMS - OTHER | 5 | YES
Z | MEDICAL EQUIPMENT AND RELATED ACCESSORIES, SOFTWARE AND CONSUMABLES | Z120628 | NEUROMUSCULAR STIMULATION EQUIPMENT | 4 | NO
Z | MEDICAL EQUIPMENT AND RELATED ACCESSORIES, SOFTWARE AND CONSUMABLES | Z12062801 | MUSCLE REINFORCEMENT STIMULATORS FOR INNERVATED MUSCLES | 5 | YES
Z | MEDICAL EQUIPMENT AND RELATED ACCESSORIES, SOFTWARE AND CONSUMABLES | Z12062802 | STIMULATORS FOR SCOLIOSIS TREATMENT | 5 | YES
Z | MEDICAL EQUIPMENT AND RELATED ACCESSORIES, SOFTWARE AND CONSUMABLES | Z12062880 | NEUROMUSCULAR STIMULATION EQUIPMENT - HARDWARE ACCESSORIES | 5 | YES
Z | MEDICAL EQUIPMENT AND RELATED ACCESSORIES, SOFTWARE AND CONSUMABLES | Z12062882 | NEUROMUSCULAR STIMULATION EQUIPMENT - SOFTWARE ACCESSORIES | 5 | YES
Z | MEDICAL EQUIPMENT AND RELATED ACCESSORIES, SOFTWARE AND CONSUMABLES | Z12062885 | NEUROMUSCULAR STIMULATION EQUIPMENT - CONSUMABLES | 5 | YES
Z | MEDICAL EQUIPMENT AND RELATED ACCESSORIES, SOFTWARE AND CONSUMABLES | Z12062892 | NEUROMUSCULAR STIMULATION EQUIPMENT - MEDICAL DEVICE SOFTWARE | 5 | YES
Z | MEDICAL EQUIPMENT AND RELATED ACCESSORIES, SOFTWARE AND CONSUMABLES | Z12062899 | NEUROMUSCULAR STIMULATION EQUIPMENT - OTHER | 5 | YES
Z | MEDICAL EQUIPMENT AND RELATED ACCESSORIES, SOFTWARE AND CONSUMABLES | Z120690 | VARIOUS PHYSIOTHERAPY AND REHABILITATION INSTRUMENTS | 4 | NO
Z | MEDICAL EQUIPMENT AND RELATED ACCESSORIES, SOFTWARE AND CONSUMABLES | Z12069001 | ELECTRIC HOISTS AND WALKERS | 5 | YES
Z | MEDICAL EQUIPMENT AND RELATED ACCESSORIES, SOFTWARE AND CONSUMABLES | Z12069002 | ASSISTED LOCOMOTION SYSTEMS | 5 | YES
Z | MEDICAL EQUIPMENT AND RELATED ACCESSORIES, SOFTWARE AND CONSUMABLES | Z12069003 | CRYOTHERAPY CHAMBERS | 5 | YES
Z | MEDICAL EQUIPMENT AND RELATED ACCESSORIES, SOFTWARE AND CONSUMABLES | Z12069080 | VARIOUS PHYSIOTHERAPY AND REHABILITATION INSTRUMENTS - HARDWARE ACCESSORIES | 5 | YES
Z | MEDICAL EQUIPMENT AND RELATED ACCESSORIES, SOFTWARE AND CONSUMABLES | Z12069082 | VARIOUS PHYSIOTHERAPY AND REHABILITATION INSTRUMENTS - SOFTWARE ACCESSORIES | 5 | YES
Z | MEDICAL EQUIPMENT AND RELATED ACCESSORIES, SOFTWARE AND CONSUMABLES | Z12069085 | VARIOUS PHYSIOTHERAPY AND REHABILITATION INSTRUMENTS - SPECIFIC MATERIALS | 5 | YES
Z | MEDICAL EQUIPMENT AND RELATED ACCESSORIES, SOFTWARE AND CONSUMABLES | Z12069092 | VARIOUS PHYSIOTHERAPY AND REHABILITATION INSTRUMENTS - MEDICAL DEVICE SOFTWARE | 5 | YES
Z | MEDICAL EQUIPMENT AND RELATED ACCESSORIES, SOFTWARE AND CONSUMABLES | Z12069099 | VARIOUS PHYSIOTHERAPY AND REHABILITATION INSTRUMENTS - OTHER | 5 | YES
Z | MEDICAL EQUIPMENT AND RELATED ACCESSORIES, SOFTWARE AND CONSUMABLES | Z1207 | GASTROENTEROLOGICAL INSTRUMENTS | 3 | NO
Z | MEDICAL EQUIPMENT AND RELATED ACCESSORIES, SOFTWARE AND CONSUMABLES | Z120701 | GASTROENTEROLOGICAL MANOMETRY EQUIPMENT | 4 | YES
Z | MEDICAL EQUIPMENT AND RELATED ACCESSORIES, SOFTWARE AND CONSUMABLES | Z120702 | GASTROESOPHAGEAL PH HOLTER RECORDERS | 4 | YES
Z | MEDICAL EQUIPMENT AND RELATED ACCESSORIES, SOFTWARE AND CONSUMABLES | Z120703 | OESOPHAGEAL FUNCTIONALITY ANALYSIS EQUIPMENT | 4 | YES
Z | MEDICAL EQUIPMENT AND RELATED ACCESSORIES, SOFTWARE AND CONSUMABLES | Z120704 | GASTRIC PH MONITOR | 4 | YES
Z | MEDICAL EQUIPMENT AND RELATED ACCESSORIES, SOFTWARE AND CONSUMABLES | Z120706 | EQUIPMENT FOR RADIOFREQUENCY TREATMENT OF THE CARDIAS | 4 | YES
Z | MEDICAL EQUIPMENT AND RELATED ACCESSORIES, SOFTWARE AND CONSUMABLES | Z120707 | LACTOSE INTOLERANCE EQUIPMENT | 4 | YES
Z | MEDICAL EQUIPMENT AND RELATED ACCESSORIES, SOFTWARE AND CONSUMABLES | Z120780 | GASTROENTEROLOGY INSTRUMENTS - HARDWARE ACCESSORIES | 4 | YES
Z | MEDICAL EQUIPMENT AND RELATED ACCESSORIES, SOFTWARE AND CONSUMABLES | Z120782 | GASTROENTEROLOGY INSTRUMENTS - SOFTWARE ACCESSORIES | 4 | YES
Z | MEDICAL EQUIPMENT AND RELATED ACCESSORIES, SOFTWARE AND CONSUMABLES | Z120785 | GASTROENTEROLOGY INSTRUMENTS - CONSUMABLES | 4 | YES
Z | MEDICAL EQUIPMENT AND RELATED ACCESSORIES, SOFTWARE AND CONSUMABLES | Z120792 | GASTROENTEROLOGY INSTRUMENTS - MEDICAL DEVICE SOFTWARE | 4 | YES
Z | MEDICAL EQUIPMENT AND RELATED ACCESSORIES, SOFTWARE AND CONSUMABLES | Z120799 | GASTROENTEROLOGY INSTRUMENTS -OTHER | 4 | YES
Z | MEDICAL EQUIPMENT AND RELATED ACCESSORIES, SOFTWARE AND CONSUMABLES | Z1208 | OBSTETRICS AND GYNAECOLOGY INSTRUMENTS | 3 | NO
Z | MEDICAL EQUIPMENT AND RELATED ACCESSORIES, SOFTWARE AND CONSUMABLES | Z120801 | PRENATAL DIAGNOSTIC INSTRUMENTS | 4 | NO
Z | MEDICAL EQUIPMENT AND RELATED ACCESSORIES, SOFTWARE AND CONSUMABLES | Z12080101 | FOETAL MONITORS | 5 | YES
Z | MEDICAL EQUIPMENT AND RELATED ACCESSORIES, SOFTWARE AND CONSUMABLES | Z12080102 | FOETAL PH MONITORS | 5 | YES
Z | MEDICAL EQUIPMENT AND RELATED ACCESSORIES, SOFTWARE AND CONSUMABLES | Z12080103 | FOETAL HEARTBEAT DETECTORS | 5 | YES
Z | MEDICAL EQUIPMENT AND RELATED ACCESSORIES, SOFTWARE AND CONSUMABLES | Z12080104 | CARDIOTOCOGRAPHIC TELEMETRY INSTRUMENTS | 5 | NO
Z | MEDICAL EQUIPMENT AND RELATED ACCESSORIES, SOFTWARE AND CONSUMABLES | Z1208010401 | COMPLETE CARDIOTOCOGRAPHIC TELEMETRY SYSTEMS | 6 | YES
Z | MEDICAL EQUIPMENT AND RELATED ACCESSORIES, SOFTWARE AND CONSUMABLES | Z1208010402 | RECEIVING UNITS FOR CARDIOTOCOGRAPHIC TELEMETRY | 6 | YES
Z | MEDICAL EQUIPMENT AND RELATED ACCESSORIES, SOFTWARE AND CONSUMABLES | Z1208010403 | TRANSMITTING UNITS FOR CARDIOTOCOGRAPHIC TELEMETRY | 6 | YES
Z | MEDICAL EQUIPMENT AND RELATED ACCESSORIES, SOFTWARE AND CONSUMABLES | Z1208010480 | CARDIOTOCOGRAPHIC TELEMETRY INSTRUMENTS - HARDWARE ACCESSORIES | 6 | YES
Z | MEDICAL EQUIPMENT AND RELATED ACCESSORIES, SOFTWARE AND CONSUMABLES | Z1208010482 | CARDIOTOCOGRAPHIC TELEMETRY INSTRUMENTS - SOFTWARE ACCESSORIES | 6 | YES
Z | MEDICAL EQUIPMENT AND RELATED ACCESSORIES, SOFTWARE AND CONSUMABLES | Z1208010485 | CARDIOTOCOGRAPHIC TELEMETRY INSTRUMENTS - CONSUMABLES | 6 | YES
Z | MEDICAL EQUIPMENT AND RELATED ACCESSORIES, SOFTWARE AND CONSUMABLES | Z1208010492 | CARDIOTOCOGRAPHIC TELEMETRY INSTRUMENTS - MEDICAL DEVICE SOFTWARE | 6 | YES
Z | MEDICAL EQUIPMENT AND RELATED ACCESSORIES, SOFTWARE AND CONSUMABLES | Z1208010499 | CARDIOTOCOGRAPHIC TELEMETRY INSTRUMENTS - OTHER | 6 | YES
Z | MEDICAL EQUIPMENT AND RELATED ACCESSORIES, SOFTWARE AND CONSUMABLES | Z12080105 | FOETAL ACOUSTIC STIMULATORS | 5 | YES
Z | MEDICAL EQUIPMENT AND RELATED ACCESSORIES, SOFTWARE AND CONSUMABLES | Z12080180 | PRENATAL DIAGNOSTIC INSTRUMENTS - HARDWARE ACCESSORIES | 5 | YES
Z | MEDICAL EQUIPMENT AND RELATED ACCESSORIES, SOFTWARE AND CONSUMABLES | Z12080182 | PRENATAL DIAGNOSTIC INSTRUMENTS - SOFTWARE ACCESSORIES | 5 | YES
Z | MEDICAL EQUIPMENT AND RELATED ACCESSORIES, SOFTWARE AND CONSUMABLES | Z12080185 | PRENATAL DIAGNOSTIC INSTRUMENTS - CONSUMABLES | 5 | YES
Z | MEDICAL EQUIPMENT AND RELATED ACCESSORIES, SOFTWARE AND CONSUMABLES | Z12080192 | PRENATAL DIAGNOSTIC INSTRUMENTS - MEDICAL DEVICE SOFTWARE | 5 | YES
Z | MEDICAL EQUIPMENT AND RELATED ACCESSORIES, SOFTWARE AND CONSUMABLES | Z12080199 | PRENATAL DIAGNOSTIC INSTRUMENTS - OTHER | 5 | YES
Z | MEDICAL EQUIPMENT AND RELATED ACCESSORIES, SOFTWARE AND CONSUMABLES | Z120802 | GYNAECOLOGY AND FERTILITY TREATMENT INSTRUMENTS | 4 | NO
Z | MEDICAL EQUIPMENT AND RELATED ACCESSORIES, SOFTWARE AND CONSUMABLES | Z12080201 | ENDOMETRIAL ABLATION EQUIPMENT | 5 | YES
Z | MEDICAL EQUIPMENT AND RELATED ACCESSORIES, SOFTWARE AND CONSUMABLES | Z12080202 | OOCYTE ASPIRATION EQUIPMENT | 5 | YES
Z | MEDICAL EQUIPMENT AND RELATED ACCESSORIES, SOFTWARE AND CONSUMABLES | Z12080203 | HYSTEROSUCTION SURGICAL ASPIRATORS | 5 | YES
Z | MEDICAL EQUIPMENT AND RELATED ACCESSORIES, SOFTWARE AND CONSUMABLES | Z12080204 | MORCELLATORS | 5 | YES
Z | MEDICAL EQUIPMENT AND RELATED ACCESSORIES, SOFTWARE AND CONSUMABLES | Z12080205 | OOCYTE LASER DRILLS | 5 | YES
Z | MEDICAL EQUIPMENT AND RELATED ACCESSORIES, SOFTWARE AND CONSUMABLES | Z12080280 | GYNAECOLOGY AND FERTILITY TREATMENT INSTRUMENTS - HARDWARE ACCESSORIES | 5 | YES
Z | MEDICAL EQUIPMENT AND RELATED ACCESSORIES, SOFTWARE AND CONSUMABLES | Z12080282 | GYNAECOLOGY AND FERTILITY TREATMENT INSTRUMENTS - SOFTWARE ACCESSORIES | 5 | YES
Z | MEDICAL EQUIPMENT AND RELATED ACCESSORIES, SOFTWARE AND CONSUMABLES | Z12080285 | GYNAECOLOGY AND FERTILITY TREATMENT INSTRUMENTS - CONSUMABLES | 5 | YES
Z | MEDICAL EQUIPMENT AND RELATED ACCESSORIES, SOFTWARE AND CONSUMABLES | Z12080292 | GYNAECOLOGY AND FERTILITY TREATMENT INSTRUMENTS - MEDICAL DEVICE SOFTWARE | 5 | YES
Z | MEDICAL EQUIPMENT AND RELATED ACCESSORIES, SOFTWARE AND CONSUMABLES | Z12080299 | GYNAECOLOGY AND FERTILITY TREATMENT INSTRUMENTS - OTHER | 5 | YES
Z | MEDICAL EQUIPMENT AND RELATED ACCESSORIES, SOFTWARE AND CONSUMABLES | Z120803 | CHILDBIRTH SUPPORT AND MATERNAL ASSISTANCE INSTRUMENTS | 4 | NO
Z | MEDICAL EQUIPMENT AND RELATED ACCESSORIES, SOFTWARE AND CONSUMABLES | Z12080301 | OBSTETRIC VACUUM EXTRACTORS | 5 | YES
Z | MEDICAL EQUIPMENT AND RELATED ACCESSORIES, SOFTWARE AND CONSUMABLES | Z12080303 | BREAST PUMPS | 5 | YES
Z | MEDICAL EQUIPMENT AND RELATED ACCESSORIES, SOFTWARE AND CONSUMABLES | Z12080304 | ULTRASONIC BLADDER VOLUME SCANNERS | 5 | YES
Z | MEDICAL EQUIPMENT AND RELATED ACCESSORIES, SOFTWARE AND CONSUMABLES | Z12080305 | BIRTHING BATHS | 5 | YES
Z | MEDICAL EQUIPMENT AND RELATED ACCESSORIES, SOFTWARE AND CONSUMABLES | Z12080380 | VARIOUS CHILDBIRTH SUPPORT AND MATERNAL ASSISTANCE INSTRUMENTS - HARDWARE ACCESSORIES | 5 | YES
Z | MEDICAL EQUIPMENT AND RELATED ACCESSORIES, SOFTWARE AND CONSUMABLES | Z12080382 | VARIOUS CHILDBIRTH SUPPORT AND MATERNAL ASSISTANCE INSTRUMENTS - SOFTWARE ACCESSORIES | 5 | YES
Z | MEDICAL EQUIPMENT AND RELATED ACCESSORIES, SOFTWARE AND CONSUMABLES | Z12080385 | VARIOUS CHILDBIRTH SUPPORT AND MATERNAL ASSISTANCE INSTRUMENTS - CONSUMABLES | 5 | YES
Z | MEDICAL EQUIPMENT AND RELATED ACCESSORIES, SOFTWARE AND CONSUMABLES | Z12080392 | VARIOUS CHILDBIRTH SUPPORT AND MATERNAL ASSISTANCE INSTRUMENTS - MEDICAL DEVICE SOFTWARE | 5 | YES
Z | MEDICAL EQUIPMENT AND RELATED ACCESSORIES, SOFTWARE AND CONSUMABLES | Z12080399 | VARIOUS CHILDBIRTH SUPPORT AND MATERNAL ASSISTANCE INSTRUMENTS - OTHER | 5 | YES
Z | MEDICAL EQUIPMENT AND RELATED ACCESSORIES, SOFTWARE AND CONSUMABLES | Z120804 | NEONATOLOGY INSTRUMENTS | 4 | NO
Z | MEDICAL EQUIPMENT AND RELATED ACCESSORIES, SOFTWARE AND CONSUMABLES | Z12080401 | PAEDIATRIC PHOTOTHERAPY EQUIPMENT | 5 | YES
Z | MEDICAL EQUIPMENT AND RELATED ACCESSORIES, SOFTWARE AND CONSUMABLES | Z12080402 | NEONATAL SCALES | 5 | YES
Z | MEDICAL EQUIPMENT AND RELATED ACCESSORIES, SOFTWARE AND CONSUMABLES | Z12080403 | NEONATAL INCUBATORS | 5 | NO
Z | MEDICAL EQUIPMENT AND RELATED ACCESSORIES, SOFTWARE AND CONSUMABLES | Z1208040301 | FIXED NEONATAL INCUBATORS | 6 | YES
Z | MEDICAL EQUIPMENT AND RELATED ACCESSORIES, SOFTWARE AND CONSUMABLES | Z1208040302 | MOBILE NEONATAL INCUBATORS | 6 | YES
Z | MEDICAL EQUIPMENT AND RELATED ACCESSORIES, SOFTWARE AND CONSUMABLES | Z1208040380 | NEONATAL INCUBATORS - HARDWARE ACCESSORIES | 6 | YES
Z | MEDICAL EQUIPMENT AND RELATED ACCESSORIES, SOFTWARE AND CONSUMABLES | Z1208040382 | NEONATAL INCUBATORS - SOFTWARE ACCESSORIES | 6 | YES
Z | MEDICAL EQUIPMENT AND RELATED ACCESSORIES, SOFTWARE AND CONSUMABLES | Z1208040385 | NEONATAL INCUBATORS - CONSUMABLES | 6 | YES
Z | MEDICAL EQUIPMENT AND RELATED ACCESSORIES, SOFTWARE AND CONSUMABLES | Z1208040392 | NEONATAL INCUBATORS - MEDICAL DEVICE SOFTWARE | 6 | YES
Z | MEDICAL EQUIPMENT AND RELATED ACCESSORIES, SOFTWARE AND CONSUMABLES | Z12080404 | PAEDIATRIC INFRARED LAMPS | 5 | YES
Z | MEDICAL EQUIPMENT AND RELATED ACCESSORIES, SOFTWARE AND CONSUMABLES | Z12080405 | NEONATAL RESUSCITATION BEDS | 5 | YES
Z | MEDICAL EQUIPMENT AND RELATED ACCESSORIES, SOFTWARE AND CONSUMABLES | Z12080406 | APNOEA MONITORS | 5 | YES
Z | MEDICAL EQUIPMENT AND RELATED ACCESSORIES, SOFTWARE AND CONSUMABLES | Z12080407 | NEONATAL RADIANT WARMERS | 5 | YES
Z | MEDICAL EQUIPMENT AND RELATED ACCESSORIES, SOFTWARE AND CONSUMABLES | Z12080408 | SWEAT TEST STIMULATORS | 5 | YES
Z | MEDICAL EQUIPMENT AND RELATED ACCESSORIES, SOFTWARE AND CONSUMABLES | Z12080409 | INFRARED CEREBRAL TOPOGRAPHS | 5 | YES
Z | MEDICAL EQUIPMENT AND RELATED ACCESSORIES, SOFTWARE AND CONSUMABLES | Z12080410 | TRANSCUTANEOUS BILIRUBINOMETERS | 5 | YES
Z | MEDICAL EQUIPMENT AND RELATED ACCESSORIES, SOFTWARE AND CONSUMABLES | Z12080480 | NEONATOLOGY INSTRUMENTS - HARDWARE ACCESSORIES | 5 | YES
Z | MEDICAL EQUIPMENT AND RELATED ACCESSORIES, SOFTWARE AND CONSUMABLES | Z12080482 | NEONATOLOGY INSTRUMENTS - SOFTWARE ACCESSORIES | 5 | YES
Z | MEDICAL EQUIPMENT AND RELATED ACCESSORIES, SOFTWARE AND CONSUMABLES | Z12080485 | NEONATOLOGY INSTRUMENTS - CONSUMABLES | 5 | YES
Z | MEDICAL EQUIPMENT AND RELATED ACCESSORIES, SOFTWARE AND CONSUMABLES | Z12080492 | NEONATOLOGY INSTRUMENTS - MEDICAL DEVICE SOFTWARE | 5 | YES
Z | MEDICAL EQUIPMENT AND RELATED ACCESSORIES, SOFTWARE AND CONSUMABLES | Z12080499 | NEONATOLOGY INSTRUMENTS - OTHER | 5 | YES
Z | MEDICAL EQUIPMENT AND RELATED ACCESSORIES, SOFTWARE AND CONSUMABLES | Z120899 | GYNAECOLOGY AND MATERNAL-INFANTS INSTRUMENTS - OTHER | 4 | YES
Z | MEDICAL EQUIPMENT AND RELATED ACCESSORIES, SOFTWARE AND CONSUMABLES | Z1209 | NEPHROLOGY AND HAEMODIALYSIS INSTRUMENTS | 3 | NO
Z | MEDICAL EQUIPMENT AND RELATED ACCESSORIES, SOFTWARE AND CONSUMABLES | Z120901 | PERITONEAL DIALYSIS INSTRUMENTS | 4 | NO
Z | MEDICAL EQUIPMENT AND RELATED ACCESSORIES, SOFTWARE AND CONSUMABLES | Z12090101 | PERITONEAL DIALYSIS EQUIPMENT | 5 | YES
Z | MEDICAL EQUIPMENT AND RELATED ACCESSORIES, SOFTWARE AND CONSUMABLES | Z12090180 | PERITONEAL DIALYSIS INSTRUMENTS - HARDWARE ACCESSORIES | 5 | YES
Z | MEDICAL EQUIPMENT AND RELATED ACCESSORIES, SOFTWARE AND CONSUMABLES | Z12090182 | PERITONEAL DIALYSIS INSTRUMENTS - SOFTWARE ACCESSORIES | 5 | YES
Z | MEDICAL EQUIPMENT AND RELATED ACCESSORIES, SOFTWARE AND CONSUMABLES | Z12090185 | PERITONEAL DIALYSIS INSTRUMENTS - CONSUMABLES | 5 | YES
Z | MEDICAL EQUIPMENT AND RELATED ACCESSORIES, SOFTWARE AND CONSUMABLES | Z12090192 | PERITONEAL DIALYSIS INSTRUMENTS - MEDICAL DEVICE SOFTWARE | 5 | YES
Z | MEDICAL EQUIPMENT AND RELATED ACCESSORIES, SOFTWARE AND CONSUMABLES | Z120902 | HAEMODIALYSIS INSTRUMENTS | 4 | NO
Z | MEDICAL EQUIPMENT AND RELATED ACCESSORIES, SOFTWARE AND CONSUMABLES | Z12090201 | HAEMODIALYSIS EQUIPMENT | 5 | YES
Z | MEDICAL EQUIPMENT AND RELATED ACCESSORIES, SOFTWARE AND CONSUMABLES | Z12090280 | HAEMODIALYSIS INSTRUMENTS - HARDWARE ACCESSORIES | 5 | YES
Z | MEDICAL EQUIPMENT AND RELATED ACCESSORIES, SOFTWARE AND CONSUMABLES | Z12090282 | HAEMODIALYSIS INSTRUMENTS - SOFTWARE ACCESSORIES | 5 | YES
Z | MEDICAL EQUIPMENT AND RELATED ACCESSORIES, SOFTWARE AND CONSUMABLES | Z12090285 | HAEMODIALYSIS INSTRUMENTS - CONSUMABLES | 5 | YES
Z | MEDICAL EQUIPMENT AND RELATED ACCESSORIES, SOFTWARE AND CONSUMABLES | Z12090292 | HAEMODIALYSIS INSTRUMENTS - MEDICAL DEVICE SOFTWARE | 5 | YES
Z | MEDICAL EQUIPMENT AND RELATED ACCESSORIES, SOFTWARE AND CONSUMABLES | Z120903 | HAEMOFILTRATION INSTRUMENTS | 4 | NO
Z | MEDICAL EQUIPMENT AND RELATED ACCESSORIES, SOFTWARE AND CONSUMABLES | Z12090301 | HAEMOFILTRATION EQUIPMENT | 5 | YES
Z | MEDICAL EQUIPMENT AND RELATED ACCESSORIES, SOFTWARE AND CONSUMABLES | Z12090380 | HAEMOFILTRATION INSTRUMENTS - HARDWARE ACCESSORIES | 5 | YES
Z | MEDICAL EQUIPMENT AND RELATED ACCESSORIES, SOFTWARE AND CONSUMABLES | Z12090382 | HAEMOFILTRATION INSTRUMENTS - SOFTWARE ACCESSORIES | 5 | YES
Z | MEDICAL EQUIPMENT AND RELATED ACCESSORIES, SOFTWARE AND CONSUMABLES | Z12090385 | HAEMOFILTRATION INSTRUMENTS - CONSUMABLES | 5 | YES
Z | MEDICAL EQUIPMENT AND RELATED ACCESSORIES, SOFTWARE AND CONSUMABLES | Z12090392 | HAEMOFILTRATION INSTRUMENTS - MEDICAL DEVICE SOFTWARE | 5 | YES
Z | MEDICAL EQUIPMENT AND RELATED ACCESSORIES, SOFTWARE AND CONSUMABLES | Z120990 | VARIOUS NEPHROLOGY AND HAEMODIALYSIS INSTRUMENTS | 4 | NO
Z | MEDICAL EQUIPMENT AND RELATED ACCESSORIES, SOFTWARE AND CONSUMABLES | Z12099001 | BODY IMPEDANCE ANALYSERS | 5 | YES
Z | MEDICAL EQUIPMENT AND RELATED ACCESSORIES, SOFTWARE AND CONSUMABLES | Z12099002 | MONITORING CENTRES FOR DIALYSIS TREATMENT | 5 | YES
Z | MEDICAL EQUIPMENT AND RELATED ACCESSORIES, SOFTWARE AND CONSUMABLES | Z12099003 | HOSPITAL BEDS OR ARMCHAIR SCALES FOR DIALYSIS | 5 | YES
Z | MEDICAL EQUIPMENT AND RELATED ACCESSORIES, SOFTWARE AND CONSUMABLES | Z12099004 | HEPARIN PUMPS | 5 | YES
Z | MEDICAL EQUIPMENT AND RELATED ACCESSORIES, SOFTWARE AND CONSUMABLES | Z12099005 | BLOOD PUMPS | 5 | YES
Z | MEDICAL EQUIPMENT AND RELATED ACCESSORIES, SOFTWARE AND CONSUMABLES | Z12099006 | LIQUID DIALYSIS PREPARATIONS | 5 | YES
Z | MEDICAL EQUIPMENT AND RELATED ACCESSORIES, SOFTWARE AND CONSUMABLES | Z12099007 | DIALYSIS WATER TREATMENT SYSTEMS | 5 | YES
Z | MEDICAL EQUIPMENT AND RELATED ACCESSORIES, SOFTWARE AND CONSUMABLES | Z12099080 | VARIOUS NEPHROLOGY AND HAEMODIALYSIS INSTRUMENTS - HARDWARE ACCESSORIES | 5 | YES
Z | MEDICAL EQUIPMENT AND RELATED ACCESSORIES, SOFTWARE AND CONSUMABLES | Z12099082 | VARIOUS NEPHROLOGY AND HAEMODIALYSIS INSTRUMENTS - SOFTWARE ACCESSORIES | 5 | YES
Z | MEDICAL EQUIPMENT AND RELATED ACCESSORIES, SOFTWARE AND CONSUMABLES | Z12099085 | VARIOUS NEPHROLOGY AND HAEMODIALYSIS INSTRUMENTS - CONSUMABLES | 5 | YES
Z | MEDICAL EQUIPMENT AND RELATED ACCESSORIES, SOFTWARE AND CONSUMABLES | Z12099092 | VARIOUS NEPHROLOGY AND HAEMODIALYSIS INSTRUMENTS - MEDICAL DEVICE SOFTWARE | 5 | YES
Z | MEDICAL EQUIPMENT AND RELATED ACCESSORIES, SOFTWARE AND CONSUMABLES | Z12099099 | VARIOUS NEPHROLOGY AND HAEMODIALYSIS INSTRUMENTS - OTHER | 5 | YES
Z | MEDICAL EQUIPMENT AND RELATED ACCESSORIES, SOFTWARE AND CONSUMABLES | Z1210 | NEUROLOGY AND NEUROSURGERY INSTRUMENTS | 3 | NO
Z | MEDICAL EQUIPMENT AND RELATED ACCESSORIES, SOFTWARE AND CONSUMABLES | Z121001 | RADIOFREQUENCY NERVOUS TISSUE ABLATION INSTRUMENTS | 4 | YES
Z | MEDICAL EQUIPMENT AND RELATED ACCESSORIES, SOFTWARE AND CONSUMABLES | Z121002 | NERVOUS SYSTEM MONITORING SYSTEMS | 4 | YES
Z | MEDICAL EQUIPMENT AND RELATED ACCESSORIES, SOFTWARE AND CONSUMABLES | Z121003 | ELECTROENCEPHALOGRAPHY INSTRUMENTS | 4 | NO
Z | MEDICAL EQUIPMENT AND RELATED ACCESSORIES, SOFTWARE AND CONSUMABLES | Z12100301 | EEG SPECTRAL ANALYSERS | 5 | YES
Z | MEDICAL EQUIPMENT AND RELATED ACCESSORIES, SOFTWARE AND CONSUMABLES | Z12100302 | ELECTROENCEPHALOGRAPHS | 5 | YES
Z | MEDICAL EQUIPMENT AND RELATED ACCESSORIES, SOFTWARE AND CONSUMABLES | Z12100303 | SYSTEMS FOR ANALYSING AND MANAGING EEG TRACES | 5 | YES
Z | MEDICAL EQUIPMENT AND RELATED ACCESSORIES, SOFTWARE AND CONSUMABLES | Z12100380 | ELECTROENCEPHALOGRAPHY INSTRUMENTS - HARDWARE ACCESSORIES | 5 | YES
Z | MEDICAL EQUIPMENT AND RELATED ACCESSORIES, SOFTWARE AND CONSUMABLES | Z12100382 | ELECTROENCEPHALOGRAPHY INSTRUMENTS - SOFTWARE ACCESSORIES | 5 | YES
Z | MEDICAL EQUIPMENT AND RELATED ACCESSORIES, SOFTWARE AND CONSUMABLES | Z12100385 | ELECTROENCEPHALOGRAPHY INSTRUMENTS - CONSUMABLES | 5 | YES
Z | MEDICAL EQUIPMENT AND RELATED ACCESSORIES, SOFTWARE AND CONSUMABLES | Z12100392 | ELECTROENCEPHALOGRAPHY INSTRUMENTS - MEDICAL DEVICE SOFTWARE | 5 | YES
Z | MEDICAL EQUIPMENT AND RELATED ACCESSORIES, SOFTWARE AND CONSUMABLES | Z121004 | ELECTROMYOGRAPHY INSTRUMENTS | 4 | NO
Z | MEDICAL EQUIPMENT AND RELATED ACCESSORIES, SOFTWARE AND CONSUMABLES | Z12100401 | ELECTROMYOGRAPHS | 5 | YES
Z | MEDICAL EQUIPMENT AND RELATED ACCESSORIES, SOFTWARE AND CONSUMABLES | Z12100480 | ELECTROMYOGRAPHY INSTRUMENTS - HARDWARE ACCESSORIES | 5 | YES
Z | MEDICAL EQUIPMENT AND RELATED ACCESSORIES, SOFTWARE AND CONSUMABLES | Z12100482 | ELECTROMYOGRAPHY INSTRUMENTS - SOFTWARE ACCESSORIES | 5 | YES
Z | MEDICAL EQUIPMENT AND RELATED ACCESSORIES, SOFTWARE AND CONSUMABLES | Z12100485 | ELECTROMYOGRAPHY INSTRUMENTS - CONSUMABLES | 5 | YES
Z | MEDICAL EQUIPMENT AND RELATED ACCESSORIES, SOFTWARE AND CONSUMABLES | Z12100492 | ELECTROMYOGRAPHY INSTRUMENTS -MEDICAL DEVICE SOFTWARE | 5 | YES
Z | MEDICAL EQUIPMENT AND RELATED ACCESSORIES, SOFTWARE AND CONSUMABLES | Z121005 | POLYSOMNOGRAPHY INSTRUMENTS | 4 | NO
Z | MEDICAL EQUIPMENT AND RELATED ACCESSORIES, SOFTWARE AND CONSUMABLES | Z12100501 | POLYSOMNOGRAPHS | 5 | YES
Z | MEDICAL EQUIPMENT AND RELATED ACCESSORIES, SOFTWARE AND CONSUMABLES | Z12100580 | POLYSOMNOGRAPHY INSTRUMENTS - HARDWARE ACCESSORIES | 5 | YES
Z | MEDICAL EQUIPMENT AND RELATED ACCESSORIES, SOFTWARE AND CONSUMABLES | Z12100582 | POLYSOMNOGRAPHY INSTRUMENTS - SOFTWARE ACCESSORIES | 5 | YES
Z | MEDICAL EQUIPMENT AND RELATED ACCESSORIES, SOFTWARE AND CONSUMABLES | Z12100585 | POLYSOMNOGRAPHY INSTRUMENTS - CONSUMABLES | 5 | YES
Z | MEDICAL EQUIPMENT AND RELATED ACCESSORIES, SOFTWARE AND CONSUMABLES | Z12100592 | POLYSOMNOGRAPHY INSTRUMENTS - MEDICAL DEVICE SOFTWARE | 5 | YES
Z | MEDICAL EQUIPMENT AND RELATED ACCESSORIES, SOFTWARE AND CONSUMABLES | Z121006 | STEREOTACTIC NEUROSURGERY INSTRUMENTS | 4 | NO
Z | MEDICAL EQUIPMENT AND RELATED ACCESSORIES, SOFTWARE AND CONSUMABLES | Z12100601 | STEREOTACTIC NEUROSURGERY SYSTEMS | 5 | YES
Z | MEDICAL EQUIPMENT AND RELATED ACCESSORIES, SOFTWARE AND CONSUMABLES | Z12100680 | STEREOTACTIC NEUROSURGERY INSTRUMENTS - HARDWARE ACCESSORIES | 5 | YES
Z | MEDICAL EQUIPMENT AND RELATED ACCESSORIES, SOFTWARE AND CONSUMABLES | Z12100682 | STEREOTACTIC NEUROSURGERY INSTRUMENTS - SOFTWARE ACCESSORIES | 5 | YES
Z | MEDICAL EQUIPMENT AND RELATED ACCESSORIES, SOFTWARE AND CONSUMABLES | Z12100685 | STEREOTACTIC NEUROSURGERY INSTRUMENTS - CONSUMABLES | 5 | YES
Z | MEDICAL EQUIPMENT AND RELATED ACCESSORIES, SOFTWARE AND CONSUMABLES | Z12100692 | STEREOTACTIC NEUROSURGERY INSTRUMENTS - MEDICAL DEVICE SOFTWARE | 5 | YES
Z | MEDICAL EQUIPMENT AND RELATED ACCESSORIES, SOFTWARE AND CONSUMABLES | Z121007 | ELECTROMYOGRAPHIC (EMG) TELEMETRY INSTRUMENTS | 4 | NO
Z | MEDICAL EQUIPMENT AND RELATED ACCESSORIES, SOFTWARE AND CONSUMABLES | Z12100701 | EMG TELEMETRY SYSTEMS | 5 | YES
Z | MEDICAL EQUIPMENT AND RELATED ACCESSORIES, SOFTWARE AND CONSUMABLES | Z12100702 | EMG TELEMETRIC TRANSMITTERS | 5 | YES
Z | MEDICAL EQUIPMENT AND RELATED ACCESSORIES, SOFTWARE AND CONSUMABLES | Z12100703 | EMG TELEMETRY RECEIVERS | 5 | YES
Z | MEDICAL EQUIPMENT AND RELATED ACCESSORIES, SOFTWARE AND CONSUMABLES | Z12100780 | EMG TELEMETRY INSTRUMENTS - HARDWARE ACCESSORIES | 5 | YES
Z | MEDICAL EQUIPMENT AND RELATED ACCESSORIES, SOFTWARE AND CONSUMABLES | Z12100782 | EMG TELEMETRY INSTRUMENTS - SOFTWARE ACCESSORIES | 5 | YES
Z | MEDICAL EQUIPMENT AND RELATED ACCESSORIES, SOFTWARE AND CONSUMABLES | Z12100785 | EMG TELEMETRY INSTRUMENTS - CONSUMABLES | 5 | YES
Z | MEDICAL EQUIPMENT AND RELATED ACCESSORIES, SOFTWARE AND CONSUMABLES | Z12100792 | EMG TELEMETRY INSTRUMENTS - MEDICAL DEVICE SOFTWARE | 5 | YES
Z | MEDICAL EQUIPMENT AND RELATED ACCESSORIES, SOFTWARE AND CONSUMABLES | Z121008 | ELECTROENCEPHALOGRAPHIC (EEG) TELEMETRY INSTRUMENTS | 4 | NO
Z | MEDICAL EQUIPMENT AND RELATED ACCESSORIES, SOFTWARE AND CONSUMABLES | Z12100801 | EEG TELEMETRY SYSTEMS | 5 | YES
Z | MEDICAL EQUIPMENT AND RELATED ACCESSORIES, SOFTWARE AND CONSUMABLES | Z12100802 | EEG TELEMETRY TRANSMITTERS | 5 | YES
Z | MEDICAL EQUIPMENT AND RELATED ACCESSORIES, SOFTWARE AND CONSUMABLES | Z12100803 | EEG TELEMETRY RECEIVERS | 5 | YES
Z | MEDICAL EQUIPMENT AND RELATED ACCESSORIES, SOFTWARE AND CONSUMABLES | Z12100880 | EEG TELEMETRY INSTRUMENTS - HARDWARE ACCESSORIES | 5 | YES
Z | MEDICAL EQUIPMENT AND RELATED ACCESSORIES, SOFTWARE AND CONSUMABLES | Z12100882 | EEG TELEMETRY INSTRUMENTS - SOFTWARE ACCESSORIES | 5 | YES
Z | MEDICAL EQUIPMENT AND RELATED ACCESSORIES, SOFTWARE AND CONSUMABLES | Z12100885 | EEG TELEMETRY INSTRUMENTS - CONSUMABLES | 5 | YES
Z | MEDICAL EQUIPMENT AND RELATED ACCESSORIES, SOFTWARE AND CONSUMABLES | Z12100892 | EEG TELEMETRY INSTRUMENTS - MEDICAL DEVICE SOFTWARE | 5 | YES
Z | MEDICAL EQUIPMENT AND RELATED ACCESSORIES, SOFTWARE AND CONSUMABLES | Z121009 | INSTRUMENTS FOR MOTORISED NEUROSURGERY SYSTEMS | 4 | NO
Z | MEDICAL EQUIPMENT AND RELATED ACCESSORIES, SOFTWARE AND CONSUMABLES | Z12100901 | MOTORISED NEUROSURGERY SYSTEMS | 5 | YES
Z | MEDICAL EQUIPMENT AND RELATED ACCESSORIES, SOFTWARE AND CONSUMABLES | Z12100902 | DRILLS FOR NEUROSURGERY | 5 | YES
Z | MEDICAL EQUIPMENT AND RELATED ACCESSORIES, SOFTWARE AND CONSUMABLES | Z12100980 | INSTRUMENTS FOR MOTORISED NEUROSURGERY SYSTEMS - HARDWARE ACCESSORIES | 5 | YES
Z | MEDICAL EQUIPMENT AND RELATED ACCESSORIES, SOFTWARE AND CONSUMABLES | Z12100982 | INSTRUMENTS FOR MOTORISED NEUROSURGERY SYSTEMS - SOFTWARE ACCESSORIES | 5 | YES
Z | MEDICAL EQUIPMENT AND RELATED ACCESSORIES, SOFTWARE AND CONSUMABLES | Z12100985 | INSTRUMENTS FOR MOTORISED NEUROSURGERY SYSTEMS - CONSUMABLES | 5 | YES
Z | MEDICAL EQUIPMENT AND RELATED ACCESSORIES, SOFTWARE AND CONSUMABLES | Z12100992 | INSTRUMENTS FOR MOTORISED NEUROSURGERY SYSTEMS - MEDICAL DEVICE SOFTWARE | 5 | YES
Z | MEDICAL EQUIPMENT AND RELATED ACCESSORIES, SOFTWARE AND CONSUMABLES | Z121010 | ELECTROENCEPHALOGRAPHIC (EEG) HOLTER SYSTEMS INSTRUMENTS | 4 | NO
Z | MEDICAL EQUIPMENT AND RELATED ACCESSORIES, SOFTWARE AND CONSUMABLES | Z12101001 | EEG HOLTER SYSTEMS | 5 | YES
Z | MEDICAL EQUIPMENT AND RELATED ACCESSORIES, SOFTWARE AND CONSUMABLES | Z12101002 | EEG HOLTER READERS | 5 | YES
Z | MEDICAL EQUIPMENT AND RELATED ACCESSORIES, SOFTWARE AND CONSUMABLES | Z12101003 | EEG HOLTER RECORDERS | 5 | YES
Z | MEDICAL EQUIPMENT AND RELATED ACCESSORIES, SOFTWARE AND CONSUMABLES | Z12101080 | EEG HOLTER SYSTEMS INSTRUMENTS - HARDWARE ACCESSORIES | 5 | YES
Z | MEDICAL EQUIPMENT AND RELATED ACCESSORIES, SOFTWARE AND CONSUMABLES | Z12101082 | EEG HOLTER SYSTEMS INSTRUMENTS - SOFTWARE ACCESSORIES | 5 | YES
Z | MEDICAL EQUIPMENT AND RELATED ACCESSORIES, SOFTWARE AND CONSUMABLES | Z12101085 | EEG HOLTER SYSTEMS INSTRUMENTS - CONSUMABLES | 5 | YES
Z | MEDICAL EQUIPMENT AND RELATED ACCESSORIES, SOFTWARE AND CONSUMABLES | Z12101092 | EEG HOLTER SYSTEMS INSTRUMENTS - MEDICAL DEVICE SOFTWARE | 5 | YES
Z | MEDICAL EQUIPMENT AND RELATED ACCESSORIES, SOFTWARE AND CONSUMABLES | Z121011 | PERIPHERAL OR CENTRAL NEURO STIMULATION AND ASSESSMENT INSTRUMENTS | 4 | NO
Z | MEDICAL EQUIPMENT AND RELATED ACCESSORIES, SOFTWARE AND CONSUMABLES | Z12101101 | SOMATOSENSORY EVOKED POTENTIAL ANALYSERS | 5 | YES
Z | MEDICAL EQUIPMENT AND RELATED ACCESSORIES, SOFTWARE AND CONSUMABLES | Z12101102 | ELECTRODE POSITIONING SYSTEMS FOR BRAIN STIMULATION | 5 | YES
Z | MEDICAL EQUIPMENT AND RELATED ACCESSORIES, SOFTWARE AND CONSUMABLES | Z12101103 | SOMATOSENSORY EVOKED POTENTIAL INTEGRATED SYSTEMS | 5 | YES
Z | MEDICAL EQUIPMENT AND RELATED ACCESSORIES, SOFTWARE AND CONSUMABLES | Z12101104 | CEREBRAL MAPPING SYSTEMS | 5 | YES
Z | MEDICAL EQUIPMENT AND RELATED ACCESSORIES, SOFTWARE AND CONSUMABLES | Z12101105 | MAGNETIC STIMULATORS | 5 | YES
Z | MEDICAL EQUIPMENT AND RELATED ACCESSORIES, SOFTWARE AND CONSUMABLES | Z12101106 | NEUROLOGICAL STIMULATORS | 5 | YES
Z | MEDICAL EQUIPMENT AND RELATED ACCESSORIES, SOFTWARE AND CONSUMABLES | Z12101180 | PERIPHERAL OR CENTRAL NEURO STIMULATION AND ASSESSMENT INSTRUMENTS - HARDWARE ACCESSORIES | 5 | YES
Z | MEDICAL EQUIPMENT AND RELATED ACCESSORIES, SOFTWARE AND CONSUMABLES | Z12101182 | PERIPHERAL OR CENTRAL NEURO STIMULATION AND ASSESSMENT INSTRUMENTS - SOFTWARE ACCESSORIES | 5 | YES
Z | MEDICAL EQUIPMENT AND RELATED ACCESSORIES, SOFTWARE AND CONSUMABLES | Z12101185 | PERIPHERAL OR CENTRAL NEURO STIMULATION AND ASSESSMENT INSTRUMENTS - CONSUMABLES | 5 | YES
Z | MEDICAL EQUIPMENT AND RELATED ACCESSORIES, SOFTWARE AND CONSUMABLES | Z12101192 | PERIPHERAL OR CENTRAL NEURO STIMULATION AND ASSESSMENT INSTRUMENTS - MEDICAL DEVICE SOFTWARE | 5 | YES
Z | MEDICAL EQUIPMENT AND RELATED ACCESSORIES, SOFTWARE AND CONSUMABLES | Z12101199 | PERIPHERAL OR CENTRAL NEURO STIMULATION AND ASSESSMENT INSTRUMENTS - OTHER | 5 | YES
Z | MEDICAL EQUIPMENT AND RELATED ACCESSORIES, SOFTWARE AND CONSUMABLES | Z121012 | MAGNETOENCEPHALOGRAPHY INSTRUMENTS | 4 | NO
Z | MEDICAL EQUIPMENT AND RELATED ACCESSORIES, SOFTWARE AND CONSUMABLES | Z12101201 | MAGNETOENCEPHALOGRAPHY SYSTEMS | 5 | YES
Z | MEDICAL EQUIPMENT AND RELATED ACCESSORIES, SOFTWARE AND CONSUMABLES | Z12101280 | MAGNETOENCEPHALOGRAPHY INSTRUMENTS – HARDWARE ACCESSORIES | 5 | YES
Z | MEDICAL EQUIPMENT AND RELATED ACCESSORIES, SOFTWARE AND CONSUMABLES | Z12101282 | MAGNETOENCEPHALOGRAPHY INSTRUMENTS – SOFTWARE ACCESSORIES | 5 | YES
Z | MEDICAL EQUIPMENT AND RELATED ACCESSORIES, SOFTWARE AND CONSUMABLES | Z12101285 | MAGNETOENCEPHALOGRAPHY INSTRUMENTS - CONSUMABLES | 5 | YES
Z | MEDICAL EQUIPMENT AND RELATED ACCESSORIES, SOFTWARE AND CONSUMABLES | Z12101292 | MAGNETOENCEPHALOGRAPHY INSTRUMENTS – MEDICAL DEVICE SOFTWARE | 5 | YES
Z | MEDICAL EQUIPMENT AND RELATED ACCESSORIES, SOFTWARE AND CONSUMABLES | Z121090 | VARIOUS NEUROLOGY AND NEUROSURGERY INSTRUMENTS | 4 | NO
Z | MEDICAL EQUIPMENT AND RELATED ACCESSORIES, SOFTWARE AND CONSUMABLES | Z12109001 | DETACHABLE COIL EQUIPMENT FOR BRAIN ANEURYSMS | 5 | YES
Z | MEDICAL EQUIPMENT AND RELATED ACCESSORIES, SOFTWARE AND CONSUMABLES | Z12109002 | ELECTROCONVULSIVE THERAPY (ECT) EQUIPMENT | 5 | YES
Z | MEDICAL EQUIPMENT AND RELATED ACCESSORIES, SOFTWARE AND CONSUMABLES | Z12109003 | CEREBROSPINAL FLUID PRESSURE MONITORING SYSTEMS | 5 | YES
Z | MEDICAL EQUIPMENT AND RELATED ACCESSORIES, SOFTWARE AND CONSUMABLES | Z12109004 | VIBRATION THRESHOLD METERS (VIBROMETER) | 5 | YES
Z | MEDICAL EQUIPMENT AND RELATED ACCESSORIES, SOFTWARE AND CONSUMABLES | Z12109005 | REACTION TIME/REFLEX METERS | 5 | YES
Z | MEDICAL EQUIPMENT AND RELATED ACCESSORIES, SOFTWARE AND CONSUMABLES | Z12109006 | BRAIN TISSUE MONITORING SYSTEMS | 5 | YES
Z | MEDICAL EQUIPMENT AND RELATED ACCESSORIES, SOFTWARE AND CONSUMABLES | Z12109007 | PSYCHOMETRIC TESTING SYSTEMS | 5 | YES
Z | MEDICAL EQUIPMENT AND RELATED ACCESSORIES, SOFTWARE AND CONSUMABLES | Z12109080 | VARIOUS NEUROLOGY AND NEUROSURGERY INSTRUMENTS - HARDWARE ACCESSORIES | 5 | YES
Z | MEDICAL EQUIPMENT AND RELATED ACCESSORIES, SOFTWARE AND CONSUMABLES | Z12109082 | VARIOUS NEUROLOGY AND NEUROSURGERY INSTRUMENTS - SOFTWARE ACCESSORIES | 5 | YES
Z | MEDICAL EQUIPMENT AND RELATED ACCESSORIES, SOFTWARE AND CONSUMABLES | Z12109085 | VARIOUS NEUROLOGY AND NEUROSURGERY INSTRUMENTS - SPECIFIC MATERIALS | 5 | YES
Z | MEDICAL EQUIPMENT AND RELATED ACCESSORIES, SOFTWARE AND CONSUMABLES | Z12109092 | VARIOUS NEUROLOGY AND NEUROSURGERY INSTRUMENTS - MEDICAL DEVICE SOFTWARE | 5 | YES
Z | MEDICAL EQUIPMENT AND RELATED ACCESSORIES, SOFTWARE AND CONSUMABLES | Z12109099 | VARIOUS NEUROLOGY AND NEUROSURGERY INSTRUMENTS - OTHER | 5 | YES
Z | MEDICAL EQUIPMENT AND RELATED ACCESSORIES, SOFTWARE AND CONSUMABLES | Z1211 | DENTAL STOMATOLOGY INSTRUMENTS | 3 | NO
Z | MEDICAL EQUIPMENT AND RELATED ACCESSORIES, SOFTWARE AND CONSUMABLES | Z121101 | INSTRUMENTS FOR DENTAL TREATMENT UNITS | 4 | NO
Z | MEDICAL EQUIPMENT AND RELATED ACCESSORIES, SOFTWARE AND CONSUMABLES | Z12110101 | DENTAL TREATMENT UNITS | 5 | YES
Z | MEDICAL EQUIPMENT AND RELATED ACCESSORIES, SOFTWARE AND CONSUMABLES | Z12110102 | DENTAL DRILLS | 5 | YES
Z | MEDICAL EQUIPMENT AND RELATED ACCESSORIES, SOFTWARE AND CONSUMABLES | Z12110180 | INSTRUMENTS FOR DENTAL TREATMENT UNITS - HARDWARE ACCESSORIES | 5 | YES
Z | MEDICAL EQUIPMENT AND RELATED ACCESSORIES, SOFTWARE AND CONSUMABLES | Z12110182 | INSTRUMENTS FOR DENTAL TREATMENT UNITS - SOFTWARE ACCESSORIES | 5 | YES
Z | MEDICAL EQUIPMENT AND RELATED ACCESSORIES, SOFTWARE AND CONSUMABLES | Z12110185 | INSTRUMENTS FOR DENTAL TREATMENT UNITS - CONSUMABLES | 5 | YES
Z | MEDICAL EQUIPMENT AND RELATED ACCESSORIES, SOFTWARE AND CONSUMABLES | Z12110192 | INSTRUMENTS FOR DENTAL TREATMENT UNITS - MEDICAL DEVICE SOFTWARE | 5 | YES
Z | MEDICAL EQUIPMENT AND RELATED ACCESSORIES, SOFTWARE AND CONSUMABLES | Z12110199 | INSTRUMENTS FOR DENTAL TREATMENT UNITS - OTHER | 5 | YES
Z | MEDICAL EQUIPMENT AND RELATED ACCESSORIES, SOFTWARE AND CONSUMABLES | Z121190 | VARIOUS DENTAL STOMATOLOGY INSTRUMENTS | 4 | NO
Z | MEDICAL EQUIPMENT AND RELATED ACCESSORIES, SOFTWARE AND CONSUMABLES | Z12119001 | TARTAR ABLATORS | 5 | YES
Z | MEDICAL EQUIPMENT AND RELATED ACCESSORIES, SOFTWARE AND CONSUMABLES | Z12119002 | AMALGAMATORS | 5 | YES
Z | MEDICAL EQUIPMENT AND RELATED ACCESSORIES, SOFTWARE AND CONSUMABLES | Z12119003 | COLD LIGHT DENTAL EQUIPMENT | 5 | YES
Z | MEDICAL EQUIPMENT AND RELATED ACCESSORIES, SOFTWARE AND CONSUMABLES | Z12119004 | EQUIPMENT FOR DIAGNOSIS OF PERIODONTAL DISEASES | 5 | YES
Z | MEDICAL EQUIPMENT AND RELATED ACCESSORIES, SOFTWARE AND CONSUMABLES | Z12119005 | PULP VITALITY ANALYSERS | 5 | YES
Z | MEDICAL EQUIPMENT AND RELATED ACCESSORIES, SOFTWARE AND CONSUMABLES | Z12119006 | DENTAL CLEANING/WASHING HANDPIECE EQUIPMENTS | 5 | YES
Z | MEDICAL EQUIPMENT AND RELATED ACCESSORIES, SOFTWARE AND CONSUMABLES | Z12119007 | DENTAL PROPHYLAXIS EQUIPMENT | 5 | YES
Z | MEDICAL EQUIPMENT AND RELATED ACCESSORIES, SOFTWARE AND CONSUMABLES | Z12119008 | ENDODONTIC COMPACTORS | 5 | YES
Z | MEDICAL EQUIPMENT AND RELATED ACCESSORIES, SOFTWARE AND CONSUMABLES | Z12119009 | APEX LOCATORS | 5 | YES
Z | MEDICAL EQUIPMENT AND RELATED ACCESSORIES, SOFTWARE AND CONSUMABLES | Z12119080 | VARIOUS DENTAL STOMATOLOGY INSTRUMENTS - HARDWARE ACCESSORIES | 5 | YES
Z | MEDICAL EQUIPMENT AND RELATED ACCESSORIES, SOFTWARE AND CONSUMABLES | Z12119082 | VARIOUS DENTAL STOMATOLOGY INSTRUMENTS - SOFTWARE ACCESSORIES | 5 | YES
Z | MEDICAL EQUIPMENT AND RELATED ACCESSORIES, SOFTWARE AND CONSUMABLES | Z12119085 | VARIOUS DENTAL STOMATOLOGY INSTRUMENTS - CONSUMABLES | 5 | YES
Z | MEDICAL EQUIPMENT AND RELATED ACCESSORIES, SOFTWARE AND CONSUMABLES | Z12119092 | VARIOUS DENTAL STOMATOLOGY INSTRUMENTS - MEDICAL DEVICE SOFTWARE | 5 | YES
Z | MEDICAL EQUIPMENT AND RELATED ACCESSORIES, SOFTWARE AND CONSUMABLES | Z12119099 | VARIOUS DENTAL STOMATOLOGY INSTRUMENTS - OTHER | 5 | YES
Z | MEDICAL EQUIPMENT AND RELATED ACCESSORIES, SOFTWARE AND CONSUMABLES | Z1212 | OPHTHALMOLOGY INSTRUMENTS | 3 | NO
Z | MEDICAL EQUIPMENT AND RELATED ACCESSORIES, SOFTWARE AND CONSUMABLES | Z121201 | OPHTALMOLOGY ASSESSMENTS AND DIAGNOSIS INSTRUMENTS | 4 | NO
Z | MEDICAL EQUIPMENT AND RELATED ACCESSORIES, SOFTWARE AND CONSUMABLES | Z12120101 | LASER POLARIMETRY EQUIPMENT | 5 | YES
Z | MEDICAL EQUIPMENT AND RELATED ACCESSORIES, SOFTWARE AND CONSUMABLES | Z12120102 | COMPUTERISED OPTICAL BIOMETERS | 5 | YES
Z | MEDICAL EQUIPMENT AND RELATED ACCESSORIES, SOFTWARE AND CONSUMABLES | Z12120103 | ELECTRORETINOGRAPHS | 5 | YES
Z | MEDICAL EQUIPMENT AND RELATED ACCESSORIES, SOFTWARE AND CONSUMABLES | Z12120104 | EXOPHTHALMOMETERS | 5 | YES
Z | MEDICAL EQUIPMENT AND RELATED ACCESSORIES, SOFTWARE AND CONSUMABLES | Z12120105 | FLUOROANGIOGRAPHS | 5 | YES
Z | MEDICAL EQUIPMENT AND RELATED ACCESSORIES, SOFTWARE AND CONSUMABLES | Z12120106 | FLUOROPHOTOMETERS | 5 | YES
Z | MEDICAL EQUIPMENT AND RELATED ACCESSORIES, SOFTWARE AND CONSUMABLES | Z12120107 | PHOTOCHERATOSCOPES | 5 | YES
Z | MEDICAL EQUIPMENT AND RELATED ACCESSORIES, SOFTWARE AND CONSUMABLES | Z12120108 | SLIT LAMPS | 5 | YES
Z | MEDICAL EQUIPMENT AND RELATED ACCESSORIES, SOFTWARE AND CONSUMABLES | Z12120109 | RETINOSCOPY LAMPS | 5 | YES
Z | MEDICAL EQUIPMENT AND RELATED ACCESSORIES, SOFTWARE AND CONSUMABLES | Z12120110 | CORNEAL CONFOCAL MICROSCOPES | 5 | YES
Z | MEDICAL EQUIPMENT AND RELATED ACCESSORIES, SOFTWARE AND CONSUMABLES | Z12120111 | EYE MOVEMENT MONITORS | 5 | YES
Z | MEDICAL EQUIPMENT AND RELATED ACCESSORIES, SOFTWARE AND CONSUMABLES | Z12120112 | GLASSES FOR NYSTAGMUS | 5 | YES
Z | MEDICAL EQUIPMENT AND RELATED ACCESSORIES, SOFTWARE AND CONSUMABLES | Z12120113 | OPHTHALMOMETERS | 5 | YES
Z | MEDICAL EQUIPMENT AND RELATED ACCESSORIES, SOFTWARE AND CONSUMABLES | Z12120114 | OPHTHALMOSCOPES | 5 | YES
Z | MEDICAL EQUIPMENT AND RELATED ACCESSORIES, SOFTWARE AND CONSUMABLES | Z12120115 | OPTOMETERS | 5 | YES
Z | MEDICAL EQUIPMENT AND RELATED ACCESSORIES, SOFTWARE AND CONSUMABLES | Z12120116 | PACHYMETERS | 5 | YES
Z | MEDICAL EQUIPMENT AND RELATED ACCESSORIES, SOFTWARE AND CONSUMABLES | Z12120117 | INTRA-OCULAR PRESSURE REGULATORS | 5 | YES
Z | MEDICAL EQUIPMENT AND RELATED ACCESSORIES, SOFTWARE AND CONSUMABLES | Z12120118 | RETINOSCOPES | 5 | YES
Z | MEDICAL EQUIPMENT AND RELATED ACCESSORIES, SOFTWARE AND CONSUMABLES | Z12120119 | OPHTHALMOLOGICAL TREATMENT UNITS | 5 | YES
Z | MEDICAL EQUIPMENT AND RELATED ACCESSORIES, SOFTWARE AND CONSUMABLES | Z12120120 | INSTRUMENTS FOR THE ASSESSMENT OF VISUAL FUNCTIONALITY | 5 | NO
Z | MEDICAL EQUIPMENT AND RELATED ACCESSORIES, SOFTWARE AND CONSUMABLES | Z1212012001 | VISUAL FUNCTIONAL ASSESSMENT EQUIPMENT | 6 | YES
Z | MEDICAL EQUIPMENT AND RELATED ACCESSORIES, SOFTWARE AND CONSUMABLES | Z1212012002 | ADAPTOMETERS | 6 | YES
Z | MEDICAL EQUIPMENT AND RELATED ACCESSORIES, SOFTWARE AND CONSUMABLES | Z1212012003 | PERIPHERAL VISION ANALYSERS | 6 | YES
Z | MEDICAL EQUIPMENT AND RELATED ACCESSORIES, SOFTWARE AND CONSUMABLES | Z1212012004 | HESS SCREENS | 6 | YES
Z | MEDICAL EQUIPMENT AND RELATED ACCESSORIES, SOFTWARE AND CONSUMABLES | Z1212012005 | ANOMALOSCOPES | 6 | YES
Z | MEDICAL EQUIPMENT AND RELATED ACCESSORIES, SOFTWARE AND CONSUMABLES | Z1212012080 | INSTRUMENTS FOR THE ASSESSMENT OF VISUAL FUNCTIONALITY - HARDWARE ACCESSORIES | 6 | YES
Z | MEDICAL EQUIPMENT AND RELATED ACCESSORIES, SOFTWARE AND CONSUMABLES | Z1212012082 | INSTRUMENTS FOR THE ASSESSMENT OF VISUAL FUNCTIONALITY - SOFTWARE ACCESSORIES | 6 | YES
Z | MEDICAL EQUIPMENT AND RELATED ACCESSORIES, SOFTWARE AND CONSUMABLES | Z1212012085 | INSTRUMENTS FOR THE ASSESSMENT OF VISUAL FUNCTIONALITY - CONSUMABLES | 6 | YES
Z | MEDICAL EQUIPMENT AND RELATED ACCESSORIES, SOFTWARE AND CONSUMABLES | Z1212012092 | INSTRUMENTS FOR THE ASSESSMENT OF VISUAL FUNCTIONALITY - MEDICAL DEVICE SOFTWARE | 6 | YES
Z | MEDICAL EQUIPMENT AND RELATED ACCESSORIES, SOFTWARE AND CONSUMABLES | Z1212012099 | INSTRUMENTS FOR THE ASSESSMENT OF VISUAL FUNCTIONALITY - OTHER | 6 | YES
Z | MEDICAL EQUIPMENT AND RELATED ACCESSORIES, SOFTWARE AND CONSUMABLES | Z12120121 | OPTICAL CONSISTENCY TOMOGRAPHS | 5 | YES
Z | MEDICAL EQUIPMENT AND RELATED ACCESSORIES, SOFTWARE AND CONSUMABLES | Z12120122 | TONOMETERS | 5 | YES
Z | MEDICAL EQUIPMENT AND RELATED ACCESSORIES, SOFTWARE AND CONSUMABLES | Z12120123 | COMPUTERISED CORNEAL TOPOGRAPHS | 5 | YES
Z | MEDICAL EQUIPMENT AND RELATED ACCESSORIES, SOFTWARE AND CONSUMABLES | Z12120124 | VIDEO/ELECTRONYSTAGMOGRAPHS | 5 | YES
Z | MEDICAL EQUIPMENT AND RELATED ACCESSORIES, SOFTWARE AND CONSUMABLES | Z12120125 | PUPILLOMETERS | 5 | YES
Z | MEDICAL EQUIPMENT AND RELATED ACCESSORIES, SOFTWARE AND CONSUMABLES | Z12120180 | OPHTALMOLOGY ASSESSMENTS AND DIAGNOSIS INSTRUMENTS - HARDWARE ACCESSORIES | 5 | YES
Z | MEDICAL EQUIPMENT AND RELATED ACCESSORIES, SOFTWARE AND CONSUMABLES | Z12120182 | OPHTALMOLOGY ASSESSMENTS AND DIAGNOSIS INSTRUMENTS - SOFTWARE ACCESSORIES | 5 | YES
Z | MEDICAL EQUIPMENT AND RELATED ACCESSORIES, SOFTWARE AND CONSUMABLES | Z12120185 | OPHTALMOLOGY ASSESSMENTS AND DIAGNOSIS INSTRUMENTS - CONSUMABLES | 5 | YES
Z | MEDICAL EQUIPMENT AND RELATED ACCESSORIES, SOFTWARE AND CONSUMABLES | Z12120192 | OPHTALMOLOGY ASSESSMENTS AND DIAGNOSIS INSTRUMENTS - MEDICAL DEVICE SOFTWARE | 5 | YES
Z | MEDICAL EQUIPMENT AND RELATED ACCESSORIES, SOFTWARE AND CONSUMABLES | Z12120199 | OPHTALMOLOGY ASSESSMENTS AND DIAGNOSIS INSTRUMENTS – OTHER | 5 | YES
Z | MEDICAL EQUIPMENT AND RELATED ACCESSORIES, SOFTWARE AND CONSUMABLES | Z121202 | THERAPEUTIC AND SURGICAL OPHTHOLMOLOGICAL TREATMENTS INSTRUMENTS | 4 | NO
Z | MEDICAL EQUIPMENT AND RELATED ACCESSORIES, SOFTWARE AND CONSUMABLES | Z12120201 | CROSS–EYE CONVERGENCE TRAINERS | 5 | YES
Z | MEDICAL EQUIPMENT AND RELATED ACCESSORIES, SOFTWARE AND CONSUMABLES | Z12120202 | LASER PHOTOCOAGULATORS | 5 | YES
Z | MEDICAL EQUIPMENT AND RELATED ACCESSORIES, SOFTWARE AND CONSUMABLES | Z12120203 | CORNEAL MILLER | 5 | YES
Z | MEDICAL EQUIPMENT AND RELATED ACCESSORIES, SOFTWARE AND CONSUMABLES | Z12120204 | SYNOPTISCOPES | 5 | YES
Z | MEDICAL EQUIPMENT AND RELATED ACCESSORIES, SOFTWARE AND CONSUMABLES | Z12120205 | INSTRUMENTS FOR MICROKERATOME SURGERY | 5 | NO
Z | MEDICAL EQUIPMENT AND RELATED ACCESSORIES, SOFTWARE AND CONSUMABLES | Z1212020501 | MICROKERATOME LASERS | 6 | YES
Z | MEDICAL EQUIPMENT AND RELATED ACCESSORIES, SOFTWARE AND CONSUMABLES | Z1212020502 | MICROBLADE MICROKERATOMES | 6 | YES
Z | MEDICAL EQUIPMENT AND RELATED ACCESSORIES, SOFTWARE AND CONSUMABLES | Z1212020580 | MICROKERATOMY INSTRUMENTS - HARDWARE ACCESSORIES | 6 | YES
Z | MEDICAL EQUIPMENT AND RELATED ACCESSORIES, SOFTWARE AND CONSUMABLES | Z1212020582 | MICROKERATOMY INSTRUMENTS - SOFTWARE ACCESSORIES | 6 | YES
Z | MEDICAL EQUIPMENT AND RELATED ACCESSORIES, SOFTWARE AND CONSUMABLES | Z1212020585 | MICROKERATOMY INSTRUMENTS - CONSUMABLES | 6 | YES
Z | MEDICAL EQUIPMENT AND RELATED ACCESSORIES, SOFTWARE AND CONSUMABLES | Z1212020592 | MICROKERATOMY INSTRUMENTS - MEDICAL DEVICE SOFTWARE | 6 | YES
Z | MEDICAL EQUIPMENT AND RELATED ACCESSORIES, SOFTWARE AND CONSUMABLES | Z1212020599 | MICROKERATOMY INSTRUMENTS - OTHER | 6 | YES
Z | MEDICAL EQUIPMENT AND RELATED ACCESSORIES, SOFTWARE AND CONSUMABLES | Z12120206 | OPHTHALMIC ELECTROSURGERY INSTRUMENTS | 5 | NO
Z | MEDICAL EQUIPMENT AND RELATED ACCESSORIES, SOFTWARE AND CONSUMABLES | Z1212020601 | OPHTHALMIC ELECTROSURGERY EQUIPMENT | 6 | YES
Z | MEDICAL EQUIPMENT AND RELATED ACCESSORIES, SOFTWARE AND CONSUMABLES | Z1212020602 | OPHTHALMIC MICRODIATHERMY COAGULATORS | 6 | YES
Z | MEDICAL EQUIPMENT AND RELATED ACCESSORIES, SOFTWARE AND CONSUMABLES | Z1212020680 | OPHTHALMIC ELECTROSURGERY INSTRUMENTS - HARDWARE ACCESSORIES | 6 | YES
Z | MEDICAL EQUIPMENT AND RELATED ACCESSORIES, SOFTWARE AND CONSUMABLES | Z1212020682 | OPHTHALMIC ELECTROSURGERY INSTRUMENTS - SOFTWARE ACCESSORIES | 6 | YES
Z | MEDICAL EQUIPMENT AND RELATED ACCESSORIES, SOFTWARE AND CONSUMABLES | Z1212020685 | OPHTHALMIC ELECTROSURGERY INSTRUMENTS - CONSUMABLES | 6 | YES
Z | MEDICAL EQUIPMENT AND RELATED ACCESSORIES, SOFTWARE AND CONSUMABLES | Z1212020692 | OPHTHALMIC ELECTROSURGERY INSTRUMENTS - MEDICAL DEVICE SOFTWARE | 6 | YES
Z | MEDICAL EQUIPMENT AND RELATED ACCESSORIES, SOFTWARE AND CONSUMABLES | Z1212020699 | OPHTHALMIC ELECTROSURGERY INSTRUMENTS – OTHER | 6 | YES
Z | MEDICAL EQUIPMENT AND RELATED ACCESSORIES, SOFTWARE AND CONSUMABLES | Z12120207 | PHACO-VITRECTOMY INSTRUMENTS | 5 | NO
Z | MEDICAL EQUIPMENT AND RELATED ACCESSORIES, SOFTWARE AND CONSUMABLES | Z1212020701 | PHACO-EMULSIFIERS | 6 | YES
Z | MEDICAL EQUIPMENT AND RELATED ACCESSORIES, SOFTWARE AND CONSUMABLES | Z1212020702 | PHACO-VITRECTOMY SYSTEMS | 6 | YES
Z | MEDICAL EQUIPMENT AND RELATED ACCESSORIES, SOFTWARE AND CONSUMABLES | Z1212020703 | VITRECTOMES | 6 | YES
Z | MEDICAL EQUIPMENT AND RELATED ACCESSORIES, SOFTWARE AND CONSUMABLES | Z1212020780 | PHACO-VITRECTOMY INSTRUMENTS - HARDWARE ACCESSORIES | 6 | YES
Z | MEDICAL EQUIPMENT AND RELATED ACCESSORIES, SOFTWARE AND CONSUMABLES | Z1212020782 | PHACO-VITRECTOMY INSTRUMENTS - SOFTWARE ACCESSORIES | 6 | YES
Z | MEDICAL EQUIPMENT AND RELATED ACCESSORIES, SOFTWARE AND CONSUMABLES | Z1212020785 | PHACO-VITRECTOMY INSTRUMENTS - CONSUMABLES | 6 | YES
Z | MEDICAL EQUIPMENT AND RELATED ACCESSORIES, SOFTWARE AND CONSUMABLES | Z1212020792 | PHACO-VITRECTOMY INSTRUMENTS - MEDICAL DEVICE SOFTWARE | 6 | YES
Z | MEDICAL EQUIPMENT AND RELATED ACCESSORIES, SOFTWARE AND CONSUMABLES | Z1212020799 | PHACO-VITRECTOMY INSTRUMENTS - OTHER | 6 | YES
Z | MEDICAL EQUIPMENT AND RELATED ACCESSORIES, SOFTWARE AND CONSUMABLES | Z12120208 | CORNEAL DRILLS | 5 | YES
Z | MEDICAL EQUIPMENT AND RELATED ACCESSORIES, SOFTWARE AND CONSUMABLES | Z12120280 | THERAPEUTIC AND SURGICAL OPHTHOLMOLOGICAL TREATMENTS INSTRUMENTS - HARDWARE ACCESSORIES | 5 | YES
Z | MEDICAL EQUIPMENT AND RELATED ACCESSORIES, SOFTWARE AND CONSUMABLES | Z12120282 | THERAPEUTIC AND SURGICAL OPHTHOLMOLOGICAL TREATMENTS INSTRUMENTS - SOFTWARE ACCESSORIES | 5 | YES
Z | MEDICAL EQUIPMENT AND RELATED ACCESSORIES, SOFTWARE AND CONSUMABLES | Z12120285 | THERAPEUTIC AND SURGICAL OPHTHOLMOLOGICAL TREATMENTS INSTRUMENTS - CONSUMABLES | 5 | YES
Z | MEDICAL EQUIPMENT AND RELATED ACCESSORIES, SOFTWARE AND CONSUMABLES | Z12120292 | THERAPEUTIC AND SURGICAL OPHTHOLMOLOGICAL TREATMENTS INSTRUMENTS - MEDICAL DEVICE SOFTWARE | 5 | YES
Z | MEDICAL EQUIPMENT AND RELATED ACCESSORIES, SOFTWARE AND CONSUMABLES | Z12120299 | THERAPEUTIC AND SURGICAL OPHTHOLMOLOGICAL TREATMENTS INSTRUMENTS - OTHER | 5 | YES
Z | MEDICAL EQUIPMENT AND RELATED ACCESSORIES, SOFTWARE AND CONSUMABLES | Z121290 | VARIOUS OPHTALMOLOGY INSTRUMENTS | 4 | NO
Z | MEDICAL EQUIPMENT AND RELATED ACCESSORIES, SOFTWARE AND CONSUMABLES | Z12129001 | OPHTHALMOLOGICAL INSTRUMENT STANDS | 5 | YES
Z | MEDICAL EQUIPMENT AND RELATED ACCESSORIES, SOFTWARE AND CONSUMABLES | Z12129080 | VARIOUS OPHTALMOLOGY INSTRUMENTS - HARDWARE ACCESSORIES | 5 | YES
Z | MEDICAL EQUIPMENT AND RELATED ACCESSORIES, SOFTWARE AND CONSUMABLES | Z12129082 | VARIOUS OPHTALMOLOGY INSTRUMENTS - SOFTWARE ACCESSORIES | 5 | YES
Z | MEDICAL EQUIPMENT AND RELATED ACCESSORIES, SOFTWARE AND CONSUMABLES | Z12129085 | VARIOUS OPHTALMOLOGY INSTRUMENTS - CONSUMABLES | 5 | YES
Z | MEDICAL EQUIPMENT AND RELATED ACCESSORIES, SOFTWARE AND CONSUMABLES | Z12129092 | VARIOUS OPHTALMOLOGY INSTRUMENTS - MEDICAL DEVICE SOFTWARE | 5 | YES
Z | MEDICAL EQUIPMENT AND RELATED ACCESSORIES, SOFTWARE AND CONSUMABLES | Z12129099 | VARIOUS OPHTALMOLOGY INSTRUMENTS - OTHER | 5 | YES
Z | MEDICAL EQUIPMENT AND RELATED ACCESSORIES, SOFTWARE AND CONSUMABLES | Z1213 | ORTHOPAEDIC INSTRUMENTS | 3 | NO
Z | MEDICAL EQUIPMENT AND RELATED ACCESSORIES, SOFTWARE AND CONSUMABLES | Z121301 | PERCUTANEOUS DISCECTOMY EQUIPMENT | 4 | YES
Z | MEDICAL EQUIPMENT AND RELATED ACCESSORIES, SOFTWARE AND CONSUMABLES | Z121302 | ORTHOPAEDIC TRACTION INSTRUMENTS | 4 | NO
Z | MEDICAL EQUIPMENT AND RELATED ACCESSORIES, SOFTWARE AND CONSUMABLES | Z12130201 | TRACTION BEDS | 5 | YES
Z | MEDICAL EQUIPMENT AND RELATED ACCESSORIES, SOFTWARE AND CONSUMABLES | Z12130202 | TRACTION SYSTEMS | 5 | YES
Z | MEDICAL EQUIPMENT AND RELATED ACCESSORIES, SOFTWARE AND CONSUMABLES | Z12130280 | ORTHOPAEDIC TRACTION INSTRUMENTS – HARDWARE ACCESSORIES | 5 | YES
Z | MEDICAL EQUIPMENT AND RELATED ACCESSORIES, SOFTWARE AND CONSUMABLES | Z12130282 | ORTHOPAEDIC TRACTION INSTRUMENTS – SOFTWARE ACCESSORIES | 5 | YES
Z | MEDICAL EQUIPMENT AND RELATED ACCESSORIES, SOFTWARE AND CONSUMABLES | Z12130285 | ORTHOPAEDIC TRACTION INSTRUMENTS - CONSUMABLES | 5 | YES
Z | MEDICAL EQUIPMENT AND RELATED ACCESSORIES, SOFTWARE AND CONSUMABLES | Z12130292 | ORTHOPAEDIC TRACTION INSTRUMENTS - MEDICAL DEVICE SOFTWARE | 5 | YES
Z | MEDICAL EQUIPMENT AND RELATED ACCESSORIES, SOFTWARE AND CONSUMABLES | Z121303 | BONE GROWTH STIMULATION INSTRUMENTS | 4 | NO
Z | MEDICAL EQUIPMENT AND RELATED ACCESSORIES, SOFTWARE AND CONSUMABLES | Z12130301 | BONE GROWTH STIMULATORS | 5 | YES
Z | MEDICAL EQUIPMENT AND RELATED ACCESSORIES, SOFTWARE AND CONSUMABLES | Z12130380 | BONE GROWTH STIMULATION INSTRUMENTS - HARDWARE ACCESSORIES | 5 | YES
Z | MEDICAL EQUIPMENT AND RELATED ACCESSORIES, SOFTWARE AND CONSUMABLES | Z12130382 | BONE GROWTH STIMULATION INSTRUMENTS - SOFTWARE ACCESSORIES | 5 | YES
Z | MEDICAL EQUIPMENT AND RELATED ACCESSORIES, SOFTWARE AND CONSUMABLES | Z12130385 | BONE GROWTH STIMULATION INSTRUMENTS - CONSUMABLES | 5 | YES
Z | MEDICAL EQUIPMENT AND RELATED ACCESSORIES, SOFTWARE AND CONSUMABLES | Z12130392 | BONE GROWTH STIMULATION INSTRUMENTS - MEDICAL DEVICE SOFTWARE | 5 | YES
Z | MEDICAL EQUIPMENT AND RELATED ACCESSORIES, SOFTWARE AND CONSUMABLES | Z121304 | STEREOTACTIC ORTHOPAEDIC SURGERY INSTRUMENTS | 4 | NO
Z | MEDICAL EQUIPMENT AND RELATED ACCESSORIES, SOFTWARE AND CONSUMABLES | Z12130401 | STEREOTACTIC ORTHOPAEDIC SURGERY SYSTEMS | 5 | YES
Z | MEDICAL EQUIPMENT AND RELATED ACCESSORIES, SOFTWARE AND CONSUMABLES | Z12130480 | STEREOTACTIC ORTHOPAEDIC SURGERY INSTRUMENTS - HARDWARE ACCESSORIES | 5 | YES
Z | MEDICAL EQUIPMENT AND RELATED ACCESSORIES, SOFTWARE AND CONSUMABLES | Z12130482 | STEREOTACTIC ORTHOPAEDIC SURGERY INSTRUMENTS - SOFTWARE ACCESSORIES | 5 | YES
Z | MEDICAL EQUIPMENT AND RELATED ACCESSORIES, SOFTWARE AND CONSUMABLES | Z12130485 | STEREOTACTIC ORTHOPAEDIC SURGERY INSTRUMENTS - CONSUMABLES | 5 | YES
Z | MEDICAL EQUIPMENT AND RELATED ACCESSORIES, SOFTWARE AND CONSUMABLES | Z12130492 | STEREOTACTIC ORTHOPAEDIC SURGERY INSTRUMENTS - MEDICAL DEVICE SOFTWARE | 5 | YES
Z | MEDICAL EQUIPMENT AND RELATED ACCESSORIES, SOFTWARE AND CONSUMABLES | Z121305 | MOTORISED ORTHOPAEDIC SURGERY SYSTEM INSTRUMENTS | 4 | NO
Z | MEDICAL EQUIPMENT AND RELATED ACCESSORIES, SOFTWARE AND CONSUMABLES | Z12130501 | MOTORISED ORTHOPAEDIC SURGERY SYSTEMS | 5 | YES
Z | MEDICAL EQUIPMENT AND RELATED ACCESSORIES, SOFTWARE AND CONSUMABLES | Z12130502 | ORTHOPAEDIC SURGICAL SAWS | 5 | YES
Z | MEDICAL EQUIPMENT AND RELATED ACCESSORIES, SOFTWARE AND CONSUMABLES | Z12130503 | ORTHOPAEDIC SURGICAL DRILLS | 5 | YES
Z | MEDICAL EQUIPMENT AND RELATED ACCESSORIES, SOFTWARE AND CONSUMABLES | Z12130580 | MOTORISED ORTHOPAEDIC SURGERY SYSTEM INSTRUMENTS - HARDWARE ACCESSORIES | 5 | YES
Z | MEDICAL EQUIPMENT AND RELATED ACCESSORIES, SOFTWARE AND CONSUMABLES | Z12130582 | MOTORISED ORTHOPAEDIC SURGERY SYSTEM INSTRUMENTS - SOFTWARE ACCESSORIES | 5 | YES
Z | MEDICAL EQUIPMENT AND RELATED ACCESSORIES, SOFTWARE AND CONSUMABLES | Z12130585 | MOTORISED ORTHOPAEDIC SURGERY SYSTEM INSTRUMENTS - CONSUMABLES | 5 | YES
Z | MEDICAL EQUIPMENT AND RELATED ACCESSORIES, SOFTWARE AND CONSUMABLES | Z12130592 | MOTORISED ORTHOPAEDIC SURGERY SYSTEM INSTRUMENTS - MEDICAL DEVICE SOFTWARE | 5 | YES
Z | MEDICAL EQUIPMENT AND RELATED ACCESSORIES, SOFTWARE AND CONSUMABLES | Z12130599 | MOTORISED ORTHOPAEDIC SURGERY SYSTEM INSTRUMENTS - OTHER | 5 | YES
Z | MEDICAL EQUIPMENT AND RELATED ACCESSORIES, SOFTWARE AND CONSUMABLES | Z121390 | VARIOUS ORTHOPAEDIC AND TRAUMATOLOGY INSTRUMENTS | 4 | NO
Z | MEDICAL EQUIPMENT AND RELATED ACCESSORIES, SOFTWARE AND CONSUMABLES | Z12139001 | SHOCK WAVE THERAPY EQUIPMENT | 5 | YES
Z | MEDICAL EQUIPMENT AND RELATED ACCESSORIES, SOFTWARE AND CONSUMABLES | Z12139002 | PROSTHETIC CEMENT REMOVAL EQUIPMENT | 5 | YES
Z | MEDICAL EQUIPMENT AND RELATED ACCESSORIES, SOFTWARE AND CONSUMABLES | Z12139003 | PODOSCOPE SYSTEMS | 5 | YES
Z | MEDICAL EQUIPMENT AND RELATED ACCESSORIES, SOFTWARE AND CONSUMABLES | Z12139004 | PODOLOGICAL TREATMENT UNITS | 5 | YES
Z | MEDICAL EQUIPMENT AND RELATED ACCESSORIES, SOFTWARE AND CONSUMABLES | Z12139005 | PLASTER CAST SAWS | 5 | YES
Z | MEDICAL EQUIPMENT AND RELATED ACCESSORIES, SOFTWARE AND CONSUMABLES | Z12139006 | PNEUMATIC TOURNIQUETS | 5 | YES
Z | MEDICAL EQUIPMENT AND RELATED ACCESSORIES, SOFTWARE AND CONSUMABLES | Z12139080 | VARIOUS ORTHOPAEDIC AND TRAUMATOLOGY INSTRUMENTS - HARDWARE ACCESSORIES | 5 | YES
Z | MEDICAL EQUIPMENT AND RELATED ACCESSORIES, SOFTWARE AND CONSUMABLES | Z12139082 | VARIOUS ORTHOPAEDIC AND TRAUMATOLOGY INSTRUMENTS - SOFTWARE ACCESSORIES | 5 | YES
Z | MEDICAL EQUIPMENT AND RELATED ACCESSORIES, SOFTWARE AND CONSUMABLES | Z12139085 | VARIOUS ORTHOPAEDIC AND TRAUMATOLOGY INSTRUMENTS - CONSUMABLES | 5 | YES
Z | MEDICAL EQUIPMENT AND RELATED ACCESSORIES, SOFTWARE AND CONSUMABLES | Z12139092 | VARIOUS ORTHOPAEDIC AND TRAUMATOLOGY INSTRUMENTS - MEDICAL DEVICE SOFTWARE | 5 | YES
Z | MEDICAL EQUIPMENT AND RELATED ACCESSORIES, SOFTWARE AND CONSUMABLES | Z12139099 | VARIOUS ORTHOPAEDIC AND TRAUMATOLOGY INSTRUMENTS - OTHER | 5 | YES
Z | MEDICAL EQUIPMENT AND RELATED ACCESSORIES, SOFTWARE AND CONSUMABLES | Z1214 | ENT INSTRUMENTS | 3 | NO
Z | MEDICAL EQUIPMENT AND RELATED ACCESSORIES, SOFTWARE AND CONSUMABLES | Z121401 | AUDIOMETERS | 4 | YES
Z | MEDICAL EQUIPMENT AND RELATED ACCESSORIES, SOFTWARE AND CONSUMABLES | Z121402 | ENT TREATMENT UNITS | 4 | YES
Z | MEDICAL EQUIPMENT AND RELATED ACCESSORIES, SOFTWARE AND CONSUMABLES | Z121403 | EVOKED POTENTIAL AUDIOMETRY INSTRUMENTS | 4 | NO
Z | MEDICAL EQUIPMENT AND RELATED ACCESSORIES, SOFTWARE AND CONSUMABLES | Z12140301 | EVOKED POTENTIAL AUDIOMETRY INTEGRATED SYSTEMS | 5 | YES
Z | MEDICAL EQUIPMENT AND RELATED ACCESSORIES, SOFTWARE AND CONSUMABLES | Z12140302 | EVOKED POTENTIAL AUDIOMETRY EQUIPMENTS | 5 | YES
Z | MEDICAL EQUIPMENT AND RELATED ACCESSORIES, SOFTWARE AND CONSUMABLES | Z12140380 | EVOKED POTENTIAL AUDIOMETRY INSTRUMENTS - HARDWARE ACCESSORIES | 5 | YES
Z | MEDICAL EQUIPMENT AND RELATED ACCESSORIES, SOFTWARE AND CONSUMABLES | Z12140382 | EVOKED POTENTIAL AUDIOMETRY INSTRUMENTS - SOFTWARE ACCESSORIES | 5 | YES
Z | MEDICAL EQUIPMENT AND RELATED ACCESSORIES, SOFTWARE AND CONSUMABLES | Z12140385 | EVOKED POTENTIAL AUDIOMETRY INSTRUMENTS - CONSUMABLES | 5 | YES
Z | MEDICAL EQUIPMENT AND RELATED ACCESSORIES, SOFTWARE AND CONSUMABLES | Z12140392 | EVOKED POTENTIAL AUDIOMETRY INSTRUMENTS - MEDICAL DEVICE SOFTWARE | 5 | YES
Z | MEDICAL EQUIPMENT AND RELATED ACCESSORIES, SOFTWARE AND CONSUMABLES | Z121404 | VESTIBULAR SYSTEM ANALYSIS INSTRUMENTS | 4 | NO
Z | MEDICAL EQUIPMENT AND RELATED ACCESSORIES, SOFTWARE AND CONSUMABLES | Z12140401 | VESTIBULAR ASSESSMENT SYSTEMS | 5 | YES
Z | MEDICAL EQUIPMENT AND RELATED ACCESSORIES, SOFTWARE AND CONSUMABLES | Z12140402 | VESTIBULAR ASSESSMENT STABILOMETRIC PLATFORMS | 5 | YES
Z | MEDICAL EQUIPMENT AND RELATED ACCESSORIES, SOFTWARE AND CONSUMABLES | Z12140403 | ROTATING PENDULAR CHAIRS | 5 | YES
Z | MEDICAL EQUIPMENT AND RELATED ACCESSORIES, SOFTWARE AND CONSUMABLES | Z12140404 | POSTUROGRAPHY SYSTEMS | 5 | YES
Z | MEDICAL EQUIPMENT AND RELATED ACCESSORIES, SOFTWARE AND CONSUMABLES | Z12140480 | VESTIBULAR SYSTEM ANALYSIS INSTRUMENTS - HARDWARE ACCESSORIES | 5 | YES
Z | MEDICAL EQUIPMENT AND RELATED ACCESSORIES, SOFTWARE AND CONSUMABLES | Z12140482 | VESTIBULAR SYSTEM ANALYSIS INSTRUMENTS - SOFTWARE ACCESSORIES | 5 | YES
Z | MEDICAL EQUIPMENT AND RELATED ACCESSORIES, SOFTWARE AND CONSUMABLES | Z12140485 | VESTIBULAR SYSTEM ANALYSIS INSTRUMENTS - CONSUMABLES | 5 | YES
Z | MEDICAL EQUIPMENT AND RELATED ACCESSORIES, SOFTWARE AND CONSUMABLES | Z12140492 | VESTIBULAR SYSTEM ANALYSIS INSTRUMENTS - MEDICAL DEVICE SOFTWARE | 5 | YES
Z | MEDICAL EQUIPMENT AND RELATED ACCESSORIES, SOFTWARE AND CONSUMABLES | Z121405 | STEREOTACTIC ENT SURGERY INSTRUMENTS | 4 | NO
Z | MEDICAL EQUIPMENT AND RELATED ACCESSORIES, SOFTWARE AND CONSUMABLES | Z12140501 | STEREOTACTIC ENT SURGERY SYSTEMS | 5 | YES
Z | MEDICAL EQUIPMENT AND RELATED ACCESSORIES, SOFTWARE AND CONSUMABLES | Z12140580 | STEREOTACTIC ENT SURGERY INSTRUMENTS - HARDWARE ACCESSORIES | 5 | YES
Z | MEDICAL EQUIPMENT AND RELATED ACCESSORIES, SOFTWARE AND CONSUMABLES | Z12140582 | STEREOTACTIC ENT SURGERY INSTRUMENTS - SOFTWARE ACCESSORIES | 5 | YES
Z | MEDICAL EQUIPMENT AND RELATED ACCESSORIES, SOFTWARE AND CONSUMABLES | Z12140585 | STEREOTACTIC ENT SURGERY INSTRUMENTS - CONSUMABLES | 5 | YES
Z | MEDICAL EQUIPMENT AND RELATED ACCESSORIES, SOFTWARE AND CONSUMABLES | Z12140592 | STEREOTACTIC ENT SURGERY INSTRUMENTS - MEDICAL DEVICE SOFTWARE | 5 | YES
Z | MEDICAL EQUIPMENT AND RELATED ACCESSORIES, SOFTWARE AND CONSUMABLES | Z121490 | VARIOUS ENT INSTRUMENTS | 4 | NO
Z | MEDICAL EQUIPMENT AND RELATED ACCESSORIES, SOFTWARE AND CONSUMABLES | Z12149001 | OTOACOUSTIC EMISSIONS EQUIPMENT | 5 | YES
Z | MEDICAL EQUIPMENT AND RELATED ACCESSORIES, SOFTWARE AND CONSUMABLES | Z12149002 | AUDIOMETRIC CHAMBERS | 5 | YES
Z | MEDICAL EQUIPMENT AND RELATED ACCESSORIES, SOFTWARE AND CONSUMABLES | Z12149003 | OLFACTOMETERS | 5 | YES
Z | MEDICAL EQUIPMENT AND RELATED ACCESSORIES, SOFTWARE AND CONSUMABLES | Z12149004 | OTO-CALORIC STIMULATORS | 5 | YES
Z | MEDICAL EQUIPMENT AND RELATED ACCESSORIES, SOFTWARE AND CONSUMABLES | Z12149005 | IMPEDANCE METERS FOR THE AUDITORY SYSTEM | 5 | YES
Z | MEDICAL EQUIPMENT AND RELATED ACCESSORIES, SOFTWARE AND CONSUMABLES | Z12149006 | DIRECT OUTPATIENT OTOSCOPES | 5 | YES
Z | MEDICAL EQUIPMENT AND RELATED ACCESSORIES, SOFTWARE AND CONSUMABLES | Z12149007 | OTOLOGICAL DRILLS | 5 | YES
Z | MEDICAL EQUIPMENT AND RELATED ACCESSORIES, SOFTWARE AND CONSUMABLES | Z12149008 | RHINOANEMOMETERS | 5 | YES
Z | MEDICAL EQUIPMENT AND RELATED ACCESSORIES, SOFTWARE AND CONSUMABLES | Z12149009 | RHINOMETERS | 5 | YES
Z | MEDICAL EQUIPMENT AND RELATED ACCESSORIES, SOFTWARE AND CONSUMABLES | Z12149010 | VOICE DISPLAYS | 5 | YES
Z | MEDICAL EQUIPMENT AND RELATED ACCESSORIES, SOFTWARE AND CONSUMABLES | Z12149011 | ELECTRIC PHARYNGEAL STIMULATORS | 5 | YES
Z | MEDICAL EQUIPMENT AND RELATED ACCESSORIES, SOFTWARE AND CONSUMABLES | Z12149080 | VARIOUS ENT INSTRUMENTS - HARDWARE ACCESSORIES | 5 | YES
Z | MEDICAL EQUIPMENT AND RELATED ACCESSORIES, SOFTWARE AND CONSUMABLES | Z12149082 | VARIOUS ENT INSTRUMENTS - SOFTWARE ACCESSORIES | 5 | YES
Z | MEDICAL EQUIPMENT AND RELATED ACCESSORIES, SOFTWARE AND CONSUMABLES | Z12149085 | VARIOUS ENT INSTRUMENTS - CONSUMABLES | 5 | YES
Z | MEDICAL EQUIPMENT AND RELATED ACCESSORIES, SOFTWARE AND CONSUMABLES | Z12149092 | VARIOUS ENT INSTRUMENTS - MEDICAL DEVICE SOFTWARE | 5 | YES
Z | MEDICAL EQUIPMENT AND RELATED ACCESSORIES, SOFTWARE AND CONSUMABLES | Z12149099 | VARIOUS ENT INSTRUMENTS - OTHER | 5 | YES
Z | MEDICAL EQUIPMENT AND RELATED ACCESSORIES, SOFTWARE AND CONSUMABLES | Z1215 | PNEUMONOLOGY AND RESPIRATORY PHYSIOPATHOLOGY INSTRUMENTS | 3 | NO
Z | MEDICAL EQUIPMENT AND RELATED ACCESSORIES, SOFTWARE AND CONSUMABLES | Z121501 | SPIROMETRY INSTRUMENTS | 4 | NO
Z | MEDICAL EQUIPMENT AND RELATED ACCESSORIES, SOFTWARE AND CONSUMABLES | Z12150101 | CLINICAL/DIAGNOSTIC SPIROMETERS | 5 | YES
Z | MEDICAL EQUIPMENT AND RELATED ACCESSORIES, SOFTWARE AND CONSUMABLES | Z12150102 | PEAK FLOW SPIROMETERS | 5 | YES
Z | MEDICAL EQUIPMENT AND RELATED ACCESSORIES, SOFTWARE AND CONSUMABLES | Z12150180 | SPIROMETRY INSTRUMENTS - HARDWARE ACCESSORIES | 5 | YES
Z | MEDICAL EQUIPMENT AND RELATED ACCESSORIES, SOFTWARE AND CONSUMABLES | Z12150182 | SPIROMETRY INSTRUMENTS - SOFTWARE ACCESSORIES | 5 | YES
Z | MEDICAL EQUIPMENT AND RELATED ACCESSORIES, SOFTWARE AND CONSUMABLES | Z12150185 | SPIROMETRY INSTRUMENTS - CONSUMABLES | 5 | YES
Z | MEDICAL EQUIPMENT AND RELATED ACCESSORIES, SOFTWARE AND CONSUMABLES | Z12150192 | SPIROMETRY INSTRUMENTS - MEDICAL DEVICE SOFTWARE | 5 | YES
Z | MEDICAL EQUIPMENT AND RELATED ACCESSORIES, SOFTWARE AND CONSUMABLES | Z12150199 | SPIROMETRY INSTRUMENTS - OTHER | 5 | YES
Z | MEDICAL EQUIPMENT AND RELATED ACCESSORIES, SOFTWARE AND CONSUMABLES | Z121502 | SPIROMETRIC TELEMETRY INSTRUMENTS | 4 | NO
Z | MEDICAL EQUIPMENT AND RELATED ACCESSORIES, SOFTWARE AND CONSUMABLES | Z12150201 | COMPLETE SPIROMETRIC TELEMETRY SYSTEMS | 5 | YES
Z | MEDICAL EQUIPMENT AND RELATED ACCESSORIES, SOFTWARE AND CONSUMABLES | Z12150202 | SPIROMETRIC TELEMETRY RECEIVERS | 5 | YES
Z | MEDICAL EQUIPMENT AND RELATED ACCESSORIES, SOFTWARE AND CONSUMABLES | Z12150203 | SPIROMETRIC TELEMETRY TRANSMITTERS | 5 | YES
Z | MEDICAL EQUIPMENT AND RELATED ACCESSORIES, SOFTWARE AND CONSUMABLES | Z12150280 | SPIROMETRIC TELEMETRY INSTRUMENTS - HARDWARE ACCESSORIES | 5 | YES
Z | MEDICAL EQUIPMENT AND RELATED ACCESSORIES, SOFTWARE AND CONSUMABLES | Z12150282 | SPIROMETRIC TELEMETRY INSTRUMENTS - SOFTWARE ACCESSORIES | 5 | YES
Z | MEDICAL EQUIPMENT AND RELATED ACCESSORIES, SOFTWARE AND CONSUMABLES | Z12150285 | SPIROMETRIC TELEMETRY INSTRUMENTS - CONSUMABLES | 5 | YES
Z | MEDICAL EQUIPMENT AND RELATED ACCESSORIES, SOFTWARE AND CONSUMABLES | Z12150292 | SPIROMETRIC TELEMETRY INSTRUMENTS - MEDICAL DEVICE SOFTWARE | 5 | YES
Z | MEDICAL EQUIPMENT AND RELATED ACCESSORIES, SOFTWARE AND CONSUMABLES | Z121590 | VARIOUS PNEUMOLOGY AND RESPIRATORY PHYSIOPATHOLOGY INSTRUMENTS | 4 | NO
Z | MEDICAL EQUIPMENT AND RELATED ACCESSORIES, SOFTWARE AND CONSUMABLES | Z12159001 | NITROGEN ANALYSERS | 5 | YES
Z | MEDICAL EQUIPMENT AND RELATED ACCESSORIES, SOFTWARE AND CONSUMABLES | Z12159002 | AEROSOL EQUIPMENT | 5 | YES
Z | MEDICAL EQUIPMENT AND RELATED ACCESSORIES, SOFTWARE AND CONSUMABLES | Z12159003 | DIFFUSION ANALYSIS EQUIPMENT | 5 | YES
Z | MEDICAL EQUIPMENT AND RELATED ACCESSORIES, SOFTWARE AND CONSUMABLES | Z12159004 | OXYGEN CONCENTRATORS | 5 | YES
Z | MEDICAL EQUIPMENT AND RELATED ACCESSORIES, SOFTWARE AND CONSUMABLES | Z12159005 | BRONCHOSTIMULATION DOSIMETERS | 5 | YES
Z | MEDICAL EQUIPMENT AND RELATED ACCESSORIES, SOFTWARE AND CONSUMABLES | Z12159006 | EXPIRATED GAS ANALYSERS | 5 | YES
Z | MEDICAL EQUIPMENT AND RELATED ACCESSORIES, SOFTWARE AND CONSUMABLES | Z12159007 | BODY PLETHYSMOGRAPHS | 5 | YES
Z | MEDICAL EQUIPMENT AND RELATED ACCESSORIES, SOFTWARE AND CONSUMABLES | Z12159008 | PNEUMOTACHOGRAPHS | 5 | YES
Z | MEDICAL EQUIPMENT AND RELATED ACCESSORIES, SOFTWARE AND CONSUMABLES | Z12159009 | EQUIPMENT FOR REMOVAL OF SECRETIONS | 5 | YES
Z | MEDICAL EQUIPMENT AND RELATED ACCESSORIES, SOFTWARE AND CONSUMABLES | Z12159010 | RHINOMANOMETERS | 5 | YES
Z | MEDICAL EQUIPMENT AND RELATED ACCESSORIES, SOFTWARE AND CONSUMABLES | Z12159011 | PNEUMOLOGICAL NAVIGATION SYSTEM | 5 | YES
Z | MEDICAL EQUIPMENT AND RELATED ACCESSORIES, SOFTWARE AND CONSUMABLES | Z12159080 | VARIOUS PNEUMOLOGY AND RESPIRATORY PHYSIOPATHOLOGY INSTRUMENTS - HARDWARE ACCESSORIES | 5 | YES
Z | MEDICAL EQUIPMENT AND RELATED ACCESSORIES, SOFTWARE AND CONSUMABLES | Z12159082 | VARIOUS PNEUMOLOGY AND RESPIRATORY PHYSIOPATHOLOGY INSTRUMENTS - SOFTWARE ACCESSORIES | 5 | YES
Z | MEDICAL EQUIPMENT AND RELATED ACCESSORIES, SOFTWARE AND CONSUMABLES | Z12159085 | VARIOUS PNEUMOLOGY AND RESPIRATORY PHYSIOPATHOLOGY INSTRUMENTS - CONSUMABLES | 5 | YES
Z | MEDICAL EQUIPMENT AND RELATED ACCESSORIES, SOFTWARE AND CONSUMABLES | Z12159092 | VARIOUS PNEUMOLOGY AND RESPIRATORY PHYSIOPATHOLOGY INSTRUMENTS - MEDICAL DEVICE SOFTWARE | 5 | YES
Z | MEDICAL EQUIPMENT AND RELATED ACCESSORIES, SOFTWARE AND CONSUMABLES | Z12159099 | VARIOUS PNEUMOLOGY AND RESPIRATORY PHYSIOPATHOLOGY INSTRUMENTS - OTHER | 5 | YES
Z | MEDICAL EQUIPMENT AND RELATED ACCESSORIES, SOFTWARE AND CONSUMABLES | Z1216 | UROLOGY INSTRUMENTS | 3 | NO
Z | MEDICAL EQUIPMENT AND RELATED ACCESSORIES, SOFTWARE AND CONSUMABLES | Z121601 | EXTRACORPOREAL LITHOTRIPSY INSTRUMENTS | 4 | NO
Z | MEDICAL EQUIPMENT AND RELATED ACCESSORIES, SOFTWARE AND CONSUMABLES | Z12160101 | EXTRACORPOREAL LITHOTRIPTERS | 5 | YES
Z | MEDICAL EQUIPMENT AND RELATED ACCESSORIES, SOFTWARE AND CONSUMABLES | Z12160180 | EXTRACORPOREAL LITHOTRIPSY INSTRUMENTS - HARDWARE ACCESSORIES | 5 | YES
Z | MEDICAL EQUIPMENT AND RELATED ACCESSORIES, SOFTWARE AND CONSUMABLES | Z12160182 | EXTRACORPOREAL LITHOTRIPSY INSTRUMENTS - SOFTWARE ACCESSORIES | 5 | YES
Z | MEDICAL EQUIPMENT AND RELATED ACCESSORIES, SOFTWARE AND CONSUMABLES | Z12160185 | EXTRACORPOREAL LITHOTRIPSY INSTRUMENTS - CONSUMABLES | 5 | YES
Z | MEDICAL EQUIPMENT AND RELATED ACCESSORIES, SOFTWARE AND CONSUMABLES | Z12160192 | EXTRACORPOREAL LITHOTRIPSY INSTRUMENTS - MEDICAL DEVICE SOFTWARE | 5 | YES
Z | MEDICAL EQUIPMENT AND RELATED ACCESSORIES, SOFTWARE AND CONSUMABLES | Z121602 | HOLTER SYSTEM INSTRUMENTS FOR URODYNAMIC PARAMETERS | 4 | NO
Z | MEDICAL EQUIPMENT AND RELATED ACCESSORIES, SOFTWARE AND CONSUMABLES | Z12160201 | URODYNAMIC HOLTER ANALYSERS | 5 | YES
Z | MEDICAL EQUIPMENT AND RELATED ACCESSORIES, SOFTWARE AND CONSUMABLES | Z12160202 | URODYNAMIC HOLTER RECORDERS | 5 | YES
Z | MEDICAL EQUIPMENT AND RELATED ACCESSORIES, SOFTWARE AND CONSUMABLES | Z12160280 | HOLTER SYSTEM INSTRUMENTS FOR URODYNAMIC PARAMETERS - HARDWARE ACCESSORIES | 5 | YES
Z | MEDICAL EQUIPMENT AND RELATED ACCESSORIES, SOFTWARE AND CONSUMABLES | Z12160282 | HOLTER SYSTEM INSTRUMENTS FOR URODYNAMIC PARAMETERS - SOFTWARE ACCESSORIES | 5 | YES
Z | MEDICAL EQUIPMENT AND RELATED ACCESSORIES, SOFTWARE AND CONSUMABLES | Z12160285 | HOLTER SYSTEM INSTRUMENTS FOR URODYNAMIC PARAMETERS - CONSUMABLES | 5 | YES
Z | MEDICAL EQUIPMENT AND RELATED ACCESSORIES, SOFTWARE AND CONSUMABLES | Z12160292 | HOLTER SYSTEM INSTRUMENTS FOR URODYNAMIC PARAMETERS - MEDICAL DEVICE SOFTWARE | 5 | YES
Z | MEDICAL EQUIPMENT AND RELATED ACCESSORIES, SOFTWARE AND CONSUMABLES | Z121603 | PROSTATE THERMOTHERAPY INSTRUMENTS | 4 | NO
Z | MEDICAL EQUIPMENT AND RELATED ACCESSORIES, SOFTWARE AND CONSUMABLES | Z12160301 | EQUIPMENT FOR MICROWAVE PROSTATE THERMOTHERAPY | 5 | YES
Z | MEDICAL EQUIPMENT AND RELATED ACCESSORIES, SOFTWARE AND CONSUMABLES | Z12160302 | EQUIPMENT FOR LIQUID PROSTATE THERMOTHERAPY | 5 | YES
Z | MEDICAL EQUIPMENT AND RELATED ACCESSORIES, SOFTWARE AND CONSUMABLES | Z12160303 | EQUIPMENT FOR ULTRASONIC ONCOLOGY THERAPY | 5 | YES
Z | MEDICAL EQUIPMENT AND RELATED ACCESSORIES, SOFTWARE AND CONSUMABLES | Z12160380 | PROSTATE THERMOTHERAPY INSTRUMENTS - HARDWARE ACCESSORIES | 5 | YES
Z | MEDICAL EQUIPMENT AND RELATED ACCESSORIES, SOFTWARE AND CONSUMABLES | Z12160382 | PROSTATE THERMOTHERAPY INSTRUMENTS - SOFTWARE ACCESSORIES | 5 | YES
Z | MEDICAL EQUIPMENT AND RELATED ACCESSORIES, SOFTWARE AND CONSUMABLES | Z12160385 | PROSTATE THERMOTHERAPY INSTRUMENTS - CONSUMABLES | 5 | YES
Z | MEDICAL EQUIPMENT AND RELATED ACCESSORIES, SOFTWARE AND CONSUMABLES | Z12160392 | PROSTATE THERMOTHERAPY INSTRUMENTS - MEDICAL DEVICE SOFTWARE | 5 | YES
Z | MEDICAL EQUIPMENT AND RELATED ACCESSORIES, SOFTWARE AND CONSUMABLES | Z12160399 | PROSTATE THERMOTHERAPY INSTRUMENTS - OTHER | 5 | YES
Z | MEDICAL EQUIPMENT AND RELATED ACCESSORIES, SOFTWARE AND CONSUMABLES | Z121604 | URODYNAMICS INSTRUMENTS | 4 | NO
Z | MEDICAL EQUIPMENT AND RELATED ACCESSORIES, SOFTWARE AND CONSUMABLES | Z12160401 | URODYNAMICS SYSTEMS | 5 | YES
Z | MEDICAL EQUIPMENT AND RELATED ACCESSORIES, SOFTWARE AND CONSUMABLES | Z12160480 | URODYNAMICS INSTRUMENTS - HARDWARE ACCESSORIES | 5 | YES
Z | MEDICAL EQUIPMENT AND RELATED ACCESSORIES, SOFTWARE AND CONSUMABLES | Z12160482 | URODYNAMICS INSTRUMENTS - SOFTWARE ACCESSORIES | 5 | YES
Z | MEDICAL EQUIPMENT AND RELATED ACCESSORIES, SOFTWARE AND CONSUMABLES | Z12160485 | URODYNAMICS INSTRUMENTS - CONSUMABLES | 5 | YES
Z | MEDICAL EQUIPMENT AND RELATED ACCESSORIES, SOFTWARE AND CONSUMABLES | Z12160492 | URODYNAMICS INSTRUMENTS - MEDICAL DEVICE SOFTWARE | 5 | YES
Z | MEDICAL EQUIPMENT AND RELATED ACCESSORIES, SOFTWARE AND CONSUMABLES | Z121605 | UROFLOWMETERS | 4 | YES
Z | MEDICAL EQUIPMENT AND RELATED ACCESSORIES, SOFTWARE AND CONSUMABLES | Z121690 | VARIOUS INSTRUMENTS FOR UROLOGY | 4 | NO
Z | MEDICAL EQUIPMENT AND RELATED ACCESSORIES, SOFTWARE AND CONSUMABLES | Z12169001 | PENILE TUMESCENCE MEASURING EQUIPMENT | 5 | YES
Z | MEDICAL EQUIPMENT AND RELATED ACCESSORIES, SOFTWARE AND CONSUMABLES | Z12169002 | UROLOGICAL STIMULATORS | 5 | YES
Z | MEDICAL EQUIPMENT AND RELATED ACCESSORIES, SOFTWARE AND CONSUMABLES | Z12169003 | EJACULATION STIMULATORS | 5 | YES
Z | MEDICAL EQUIPMENT AND RELATED ACCESSORIES, SOFTWARE AND CONSUMABLES | Z12169004 | ERECTILE DYSFUNCTION STIMULATORS | 5 | YES
Z | MEDICAL EQUIPMENT AND RELATED ACCESSORIES, SOFTWARE AND CONSUMABLES | Z12169080 | VARIOUS INSTRUMENTS FOR UROLOGY - HARDWARE ACCESSORIES | 5 | YES
Z | MEDICAL EQUIPMENT AND RELATED ACCESSORIES, SOFTWARE AND CONSUMABLES | Z12169082 | VARIOUS INSTRUMENTS FOR UROLOGY - SOFTWARE ACCESSORIES | 5 | YES
Z | MEDICAL EQUIPMENT AND RELATED ACCESSORIES, SOFTWARE AND CONSUMABLES | Z12169085 | VARIOUS INSTRUMENTS FOR UROLOGY - CONSUMABLES | 5 | YES
Z | MEDICAL EQUIPMENT AND RELATED ACCESSORIES, SOFTWARE AND CONSUMABLES | Z12169092 | VARIOUS INSTRUMENTS FOR UROLOGY - MEDICAL DEVICE SOFTWARE | 5 | YES
Z | MEDICAL EQUIPMENT AND RELATED ACCESSORIES, SOFTWARE AND CONSUMABLES | Z12169099 | VARIOUS INSTRUMENTS FOR UROLOGY - OTHER | 5 | YES
Z | MEDICAL EQUIPMENT AND RELATED ACCESSORIES, SOFTWARE AND CONSUMABLES | Z1217 | BLOOD TRANSFUSION INSTRUMENTS | 3 | NO
Z | MEDICAL EQUIPMENT AND RELATED ACCESSORIES, SOFTWARE AND CONSUMABLES | Z121701 | BLOOD BANKS REFRIGERATORS | 4 | YES
Z | MEDICAL EQUIPMENT AND RELATED ACCESSORIES, SOFTWARE AND CONSUMABLES | Z121702 | BLOOD AND BLOOD COMPONENTS FREEZERS | 4 | YES
Z | MEDICAL EQUIPMENT AND RELATED ACCESSORIES, SOFTWARE AND CONSUMABLES | Z121703 | BLOOD AND BLOOD COMPONENTS THAWERS | 4 | YES
Z | MEDICAL EQUIPMENT AND RELATED ACCESSORIES, SOFTWARE AND CONSUMABLES | Z121704 | APHERESIS EQUIPMENT | 4 | NO
Z | MEDICAL EQUIPMENT AND RELATED ACCESSORIES, SOFTWARE AND CONSUMABLES | Z12170401 | BLOOD DONATION APHERESIS EQUIPMENT | 5 | YES
Z | MEDICAL EQUIPMENT AND RELATED ACCESSORIES, SOFTWARE AND CONSUMABLES | Z12170402 | THERAPEUTIC APHERESIS EQUIPMENT | 5 | YES
Z | MEDICAL EQUIPMENT AND RELATED ACCESSORIES, SOFTWARE AND CONSUMABLES | Z121780 | BLOOD TRANSFUSION INSTRUMENTS - HARDWARE ACCESSORIES | 4 | YES
Z | MEDICAL EQUIPMENT AND RELATED ACCESSORIES, SOFTWARE AND CONSUMABLES | Z121799 | BLOOD TRANSFUSION INSTRUMENTS - OTHER | 4 | YES
Z | MEDICAL EQUIPMENT AND RELATED ACCESSORIES, SOFTWARE AND CONSUMABLES | Z1290 | VARIOUS INSTRUMENTS FOR FUNCTIONAL EXPLORATION AND THERAPEUTIC INTERVENTIONS | 3 | NO
Z | MEDICAL EQUIPMENT AND RELATED ACCESSORIES, SOFTWARE AND CONSUMABLES | Z129003 | CYCLES FOR PHYSIOTHERAPY AND/OR DIAGNOSTIC USES | 4 | YES
Z | MEDICAL EQUIPMENT AND RELATED ACCESSORIES, SOFTWARE AND CONSUMABLES | Z129004 | LIGHT SOURCES | 4 | YES
Z | MEDICAL EQUIPMENT AND RELATED ACCESSORIES, SOFTWARE AND CONSUMABLES | Z129005 | GENERIC PHOTOSTIMULATORS | 4 | YES
Z | MEDICAL EQUIPMENT AND RELATED ACCESSORIES, SOFTWARE AND CONSUMABLES | Z129006 | TREADMILLS FOR PHYSIOTHERAPY AND/OR DIAGNOSTIC USES | 4 | YES
Z | MEDICAL EQUIPMENT AND RELATED ACCESSORIES, SOFTWARE AND CONSUMABLES | Z129007 | HANGING UNITS FOR THE OPERATING ROOM AND INTENSIVE CARE | 4 | YES
Z | MEDICAL EQUIPMENT AND RELATED ACCESSORIES, SOFTWARE AND CONSUMABLES | Z129009 | EQUIPMENT FOR ANALYSING POTENTIAL | 4 | YES
Z | MEDICAL EQUIPMENT AND RELATED ACCESSORIES, SOFTWARE AND CONSUMABLES | Z129010 | MULTI-DISCIPLINARY HOLTER SYSTEMS | 4 | YES
Z | MEDICAL EQUIPMENT AND RELATED ACCESSORIES, SOFTWARE AND CONSUMABLES | Z129011 | MULTI-DISCIPLINARY TELEMETRY SYSTEMS | 4 | YES
Z | MEDICAL EQUIPMENT AND RELATED ACCESSORIES, SOFTWARE AND CONSUMABLES | Z129012 | MULTI-FUNCTIONAL POLYGRAPHIC SYSTEMS | 4 | YES
Z | MEDICAL EQUIPMENT AND RELATED ACCESSORIES, SOFTWARE AND CONSUMABLES | Z129013 | GENERAL AUDITORY AND/OR VISUAL STIMULATORS | 4 | YES
Z | MEDICAL EQUIPMENT AND RELATED ACCESSORIES, SOFTWARE AND CONSUMABLES | Z129017 | BED HEAD UNITS | 4 | YES
Z | MEDICAL EQUIPMENT AND RELATED ACCESSORIES, SOFTWARE AND CONSUMABLES | Z129080 | VARIOUS INSTRUMENTS FOR FUNCTIONAL EXPLORATION AND THERAPEUTIC INTERVENTIONS - HARDWARE ACCESSORIES | 4 | YES
Z | MEDICAL EQUIPMENT AND RELATED ACCESSORIES, SOFTWARE AND CONSUMABLES | Z129082 | VARIOUS INSTRUMENTS FOR FUNCTIONAL EXPLORATION AND THERAPEUTIC INTERVENTIONS - SOFTWARE ACCESSORIES | 4 | YES
Z | MEDICAL EQUIPMENT AND RELATED ACCESSORIES, SOFTWARE AND CONSUMABLES | Z129085 | VARIOUS INSTRUMENTS FOR FUNCTIONAL EXPLORATION AND THERAPEUTIC INTERVENTIONS - SPECIFIC MATERIALS | 4 | YES
Z | MEDICAL EQUIPMENT AND RELATED ACCESSORIES, SOFTWARE AND CONSUMABLES | Z129092 | VARIOUS INSTRUMENTS FOR FUNCTIONAL EXPLORATION AND THERAPEUTIC INTERVENTIONS - MEDICAL DEVICE SOFTWARE | 4 | YES
Z | MEDICAL EQUIPMENT AND RELATED ACCESSORIES, SOFTWARE AND CONSUMABLES | Z129099 | VARIOUS INSTRUMENTS FOR FUNCTIONAL EXPLORATION AND THERAPEUTIC INTERVENTIONS - OTHER | 4 | YES
Z | MEDICAL EQUIPMENT AND RELATED ACCESSORIES, SOFTWARE AND CONSUMABLES | Z13 | NON-SPECIFIC CONSUMABLES FOR DIAGNOSTIC INSTRUMENTS | 2 | NO
Z | MEDICAL EQUIPMENT AND RELATED ACCESSORIES, SOFTWARE AND CONSUMABLES | Z1301 | X-RAY FILMS | 3 | NO
Z | MEDICAL EQUIPMENT AND RELATED ACCESSORIES, SOFTWARE AND CONSUMABLES | Z130101 | GENERAL PURPOSE X-RAY FILMS | 4 | YES
Z | MEDICAL EQUIPMENT AND RELATED ACCESSORIES, SOFTWARE AND CONSUMABLES | Z130102 | THORACIC X-RAY FILMS | 4 | YES
Z | MEDICAL EQUIPMENT AND RELATED ACCESSORIES, SOFTWARE AND CONSUMABLES | Z130103 | MAMMOGRAPHIC X-RAY FILMS | 4 | YES
Z | MEDICAL EQUIPMENT AND RELATED ACCESSORIES, SOFTWARE AND CONSUMABLES | Z130104 | ENDORAL DENTAL X-RAY FILMS | 4 | YES
Z | MEDICAL EQUIPMENT AND RELATED ACCESSORIES, SOFTWARE AND CONSUMABLES | Z130105 | EXTRA–ORAL DENTAL X-RAY FILMS | 4 | YES
Z | MEDICAL EQUIPMENT AND RELATED ACCESSORIES, SOFTWARE AND CONSUMABLES | Z130106 | DRY THERMAL PRINTER X-RAY FILMS | 4 | YES
Z | MEDICAL EQUIPMENT AND RELATED ACCESSORIES, SOFTWARE AND CONSUMABLES | Z130107 | FILMS FOR REPRODUCTION FROM LASER TECHNOLOGIES | 4 | YES
Z | MEDICAL EQUIPMENT AND RELATED ACCESSORIES, SOFTWARE AND CONSUMABLES | Z130190 | FILMS FOR VARIOUS USES | 4 | NO
Z | MEDICAL EQUIPMENT AND RELATED ACCESSORIES, SOFTWARE AND CONSUMABLES | Z13019001 | FILMS FOR THE REPRODUCTION OF RADIOGRAMS (DUPLICATING) | 5 | YES
Z | MEDICAL EQUIPMENT AND RELATED ACCESSORIES, SOFTWARE AND CONSUMABLES | Z13019002 | RADIOTHERAPY VERIFICATION AND LOCALIZATION FILMS | 5 | YES
Z | MEDICAL EQUIPMENT AND RELATED ACCESSORIES, SOFTWARE AND CONSUMABLES | Z13019099 | X-RAY FILMS - OTHER | 5 | YES
Z | MEDICAL EQUIPMENT AND RELATED ACCESSORIES, SOFTWARE AND CONSUMABLES | Z1302 | DIAGNOSTIC REGISTRATION PAPERS | 3 | YES
Z | MEDICAL EQUIPMENT AND RELATED ACCESSORIES, SOFTWARE AND CONSUMABLES | Z1399 | NON-SPECIFIC CONSUMABLES FOR DIAGNOSTIC INSTRUMENTS - OTHER | 3 | YES